## Sheet1
EXHIBIT A - EQUIPMENT LIST
Equipment Description | Equipment Standard | Building Name | Floor Code | Room Code | Manufacturer | Serial Number | Model Number
AHU #1 | S-AIR DISTRIBUTION/VENTILATION | 930 Madison | 05 |  |  | K03816935
HOOD EXHAUST FAN FAC# 105 | S-AIR DISTRIBUTION/VENTILATION | Nash Building | 02 | 223 |  | 10020
AIR HANDLER UNIT FAC# 153 | S-AIR DISTRIBUTION/VENTILATION | Nash Building | 02 | 210A | YORK, NATIONAL | R095337
AIR HANDLER FAC# FCU-1 | S-AIR DISTRIBUTION/VENTILATION | Molecular Sci Bldg | B |  | TRANE | R90805504
AHU #7 | S-AIR DISTRIBUTION/VENTILATION | Johnson Bldg | B
PACKAGED HEAT AND AC | S-AIR DISTRIBUTION/VENTILATION | Facilities/Phys Plnt | R |  | YORK, NATIONAL | NCAM116498
RETURN FAN # 7 | S-AIR DISTRIBUTION/VENTILATION | Facilities/Phys Plnt | R
PACKAGED HEAT/AC | S-AIR DISTRIBUTION/VENTILATION | Facilities/Phys Plnt | R |  | YORK, NATIONAL | 5698K04914
PACKAGED HEAT/AC UNIT | S-AIR DISTRIBUTION/VENTILATION | Facilities/Phys Plnt | R |  | YORK, NATIONAL | J2B144006D5
PACKAGED RETURN AIR FAN #4 | S-AIR DISTRIBUTION/VENTILATION | Facilities/Phys Plnt | R |  | YORK, NATIONAL
PACKAGED HEAT/AC UNIT 9 | S-AIR DISTRIBUTION/VENTILATION | Facilities/Phys Plnt | R |  | YORK, NATIONAL
PACKAGED RETURN AIR FAN #1 | S-AIR DISTRIBUTION/VENTILATION | Facilities/Phys Plnt | R |  | YORK, NATIONAL
PACKAGED HEAT/AC | S-AIR DISTRIBUTION/VENTILATION | Facilities/Phys Plnt | R |  | YORK, NATIONAL | H261427350
PACKAGED RTU | S-AIR DISTRIBUTION/VENTILATION | Facilities/Phys Plnt | R |  |  | 484691487
A/C CONDENSING UNIT | S-HEAT PUMPS | Facilities/Phys Plnt | R |  |  | SF-7053
EXHAUST FAN # 7 | S-AIR DISTRIBUTION/VENTILATION | Facilities/Phys Plnt | R |  | WESTINGHOUSE HEALTH SYSTEMS | LY95713
RETURN AIR FAN | S-AIR DISTRIBUTION/VENTILATION | Facilities/Phys Plnt | R |  |  | 9807446919
RETURN AIR FAN | S-AIR DISTRIBUTION/VENTILATION | Facilities/Phys Plnt | R |  |  | EKBM347875
SHOP AIR HANDLER | S-AIR DISTRIBUTION/VENTILATION | Facilities/Phys Plnt | 01 |  | TRANE | NK8C025762
UNIT HEATER | S-HEATERS, UNIT | Facilities/Phys Plnt | 01 |  |  | 740304139
UNIT HEATER | S-HEATERS, UNIT | Facilities/Phys Plnt | 02
UNIT HEATER | S-HEATERS, UNIT | Facilities/Phys Plnt | 01 |  |  | 74030Y198
UNIT HEATER | S-HEATERS, UNIT | Facilities/Phys Plnt | 01
UNIT HEATER | S-HEATERS, UNIT | Facilities/Phys Plnt | 01
HOT WATER HEATER | S-WATER SYSTEM/EQUIPMENT | Facilities/Phys Plnt | 01 |  |  | L2502103005800
HOT WATER BOILER | S-HEATING/HOT WATER BOILER | Facilities/Phys Plnt | 02 |  |  | 90190
HW CIRC PUMP B&G | S-HEATING/HOT WATER SYSTEM | Facilities/Phys Plnt | 02 |  |  | 2998081
SPLIT AIRCONDITIONER | S-AIR CONDITIONERS/PACKAGED | Facilities/Phys Plnt | 01 |  |  | L45169479
UNIT HEATER | S-HEATERS, UNIT | Facilities/Phys Plnt | 01 |  |  | 731107930
SPOT AIR CONDITIONER | S-AIR CONDITIONERS/PACKAGED | Physical Plant Shops | 01 |  |  | K135902
EXHAUST FAN-THROUGH-THE-WINDOW | S-AIR DISTRIBUTION/VENTILATION | Physical Plant Shops | 01
HW BOILER | S-HEATING/HOT WATER BOILER | Physical Plant Shops | 01 |  |  | VSS6825
BOILER CIRC PUMP | S-HEATING/HOT WATER SYSTEM | Physical Plant Shops | 01
HW HEATER TANK | S-HEATING/HOT WATER SYSTEM | Physical Plant Shops | 01 |  |  | 893106425
A/C SYSTEM | S-AIR CONDITIONERS/PACKAGED | Physical Plant Shops | 01 |  |  | 2598F51644
EXHAUST FAN # 9 | S-AIR DISTRIBUTION/VENTILATION | Physical Plant Shops | 01 |  | LOREN COOK
AIR HANDLER UNIT #1 FAC# 38 | S-AIR DISTRIBUTION/VENTILATION | Dunn Building | 01 |  |  | 75 780378-A-1
CONDENSATE RETURN PUMP/TANK | S-STEAM/DISTRIBUTION SYSTEM | Dunn Building | 01 |  |  | 7601 AW
EXHAUST FAN FAC # 55 | S-AIR DISTRIBUTION/VENTILATION | Dunn Building | 01
EXHAUST FAN FAC# 61 | S-AIR DISTRIBUTION/VENTILATION | Dunn Building | 01 |  |  | 325706
EXHAUST FAN | S-AIR DISTRIBUTION/VENTILATION | Dunn Building | 01
AIR HANDLER - HEAT RECOVERY | S-HEATING/ENERGY RECOVERY | Nash Addition | B |  |  | 3TJ00585-00
GLYCOL CIRC PUMP (HEAT RECOVERY) | S-COOLING/CONDENSER WATER SYSTEM | Nash Addition | B
EXHAUST FAN FAC# 8 | S-AIR DISTRIBUTION/VENTILATION | Nash Addition | B
AIR HANDLER UNIT #3 FAC#9 | S-AIR DISTRIBUTION/VENTILATION | Nash Addition | B |  | TRANE
AIR HANDLER UNIT # 4 FAC#10 | S-AIR DISTRIBUTION/VENTILATION | Nash Addition | B |  | TRANE
"HEAT RETURN CIRC PUMP ""P7""" | S-HEATING/HOT WATER SYSTEM | Nash Addition | B
CONDENSATE RETURN SYSTEM (DUAL PUMP) | S-STEAM/DISTRIBUTION SYSTEM | Nash Addition | B |  |  | QD5454-2
UNIT HEATER FAC 73 | S-HEATERS, UNIT | Nash Building | R |  |  | 72K00790 00
HOT WATER CIRC PUMP FAC# 150 | S-HEATING/HOT WATER SYSTEM | Nash Building | R |  | BELL and GOSSETT | 29948
AIR HANDLER UNIT #5 FAC# 20 | S-AIR DISTRIBUTION/VENTILATION | Nash Building | R |  | TRANE | LSC134A4
AIR HANDLER UNIT #6 FAC#110 | S-AIR DISTRIBUTION/VENTILATION | Nash Building | R |  | TRANE | 3ZMO1227-06
AIR HANDLER UNIT #7A | S-AIR DISTRIBUTION/VENTILATION | Nash Building | R |  | TRANE | 71728
"GLYCOL PUMP ""P-4"" " | S-HEATING/HOT WATER SYSTEM | Nash Building | R |  |  | 2087908
UNIT HEATER | S-HEATERS, UNIT | Nash Building | R
UNIT HEATER | S-HEATERS, UNIT | Nash Building | R
UNIT HEATER | S-HEATERS, UNIT | Nash Building | R
EXHAUST FAN FAC# 121 | S-AIR DISTRIBUTION/VENTILATION | Nash Building | R |  | WESTINGHOUSE HEALTH SYSTEMS
CONDENSING UNIT | S-AIR CONDITIONERS/PACKAGED | Nash Building | R
"EXHAUST FAN ""EF-1"" " | S-AIR DISTRIBUTION/VENTILATION | Nash Building | R |  | WESTINGHOUSE HEALTH SYSTEMS
"EXHAUST FAN ""EF-1"" " | S-AIR DISTRIBUTION/VENTILATION | Nash Building | R |  | WESTINGHOUSE HEALTH SYSTEMS
"EXHAUST FAN ""EF-3""" | S-AIR DISTRIBUTION/VENTILATION | Nash Building | R |  | WESTINGHOUSE HEALTH SYSTEMS
"EXHAUST FAN ""EF-4""" | S-AIR DISTRIBUTION/VENTILATION | Nash Building | R |  | WESTINGHOUSE HEALTH SYSTEMS
UNIT HEATER | S-HEATERS, UNIT | Nash Building | R |  |  | C98421743002
EXHAUST FAN EF-11 FAC# 68 | S-AIR DISTRIBUTION/VENTILATION | Nash Building | R |  | WESTINGHOUSE HEALTH SYSTEMS | 88G05880
EXHAUST FAN EF-32 FAC# 69 | S-AIR DISTRIBUTION/VENTILATION | Nash Building | R |  | WESTINGHOUSE HEALTH SYSTEMS | 4TK 0057
EXHAUST FAN EF-6 FAC#3 | S-AIR DISTRIBUTION/VENTILATION | Nash Building | R |  | WESTINGHOUSE HEALTH SYSTEMS
EXHAUST FAN FAC#70 | S-AIR DISTRIBUTION/VENTILATION | Nash Building | R |  | WESTINGHOUSE HEALTH SYSTEMS | 941 03007
EXHAUST FAN EF-11 FAC#1 | S-AIR DISTRIBUTION/VENTILATION | Nash Building | R |  | WESTINGHOUSE HEALTH SYSTEMS | 493872
EXHAUST FAN EF-10 FAC#2 SERVES RM 512A | S-AIR DISTRIBUTION/VENTILATION | Nash Building | R |  | WESTINGHOUSE HEALTH SYSTEMS | XID499602
EXHAUST FAN EF-7 FAC#22 | S-AIR DISTRIBUTION/VENTILATION | Nash Building | R |  | WESTINGHOUSE HEALTH SYSTEMS | 88G05886
EXHAUST FAN EF-9 FAC#67 SERVES RM 420 | S-AIR DISTRIBUTION/VENTILATION | Nash Building | R |  | WESTINGHOUSE HEALTH SYSTEMS | 580084
EXHAUST FAN EF-7 FAC#37 SERVES RM 414 | S-AIR DISTRIBUTION/VENTILATION | Nash Building | R |  | WESTINGHOUSE HEALTH SYSTEMS
REF CONDENSING UNIT # 13 | S-REFRIGERATION | Nash Building | R |  | COPELAND
REF CONDENSING UNIT # 14 | S-REFRIGERATION | Nash Building | R |  | COPELAND
REF CONDENSING UNIT # 15 | S-REFRIGERATION | Nash Building | R |  | COPELAND
A/C CONDENSING UNIT | S-AIR CONDITIONERS/PACKAGED | Nash Building | R |  | YORK, NATIONAL | D12209144
A/C CONDENSING UNIT FAC# 85 | S-AIR CONDITIONERS/PACKAGED | Nash Building | R |  | YORK, NATIONAL | F38192424
A/C CONDENSING UNIT | S-AIR CONDITIONERS/PACKAGED | Nash Building | R |  | YORK, NATIONAL
PACKAGE HEAT & AC FAC# 81 | S-AIR DISTRIBUTION/VENTILATION | Nash Building | R |  | TRANE | C84K 07282
A/C CONDENSING UNIT FAC# 80 | S-AIR CONDITIONERS/PACKAGED | Nash Building | R |  | YORK, NATIONAL | 2490E502180004
A/C CONDENSING UNIT FAC#76 | S-AIR CONDITIONERS/PACKAGED | Nash Building | R |  | YORK, NATIONAL | 4295E06605
A/C CONDENSING UNIT | S-AIR CONDITIONERS/PACKAGED | Nash Building | R |  | YORK, NATIONAL | 4A5E09594
A/C CONDENSING UNIT FAC# 72 | S-AIR CONDITIONERS/PACKAGED | Nash Building | R |  | YORK, NATIONAL | 2408873
A/C CONDENSING UNIT#7 | S-AIR CONDITIONERS/PACKAGED | Nash Building | R |  | YORK, NATIONAL | 257267C98
PACKAGE HEAT & AC | S-AIR DISTRIBUTION/VENTILATION | Nash Building | R |  | TRANE | NDDM034186
"EXHAUST FAN ""EF-8""" | S-AIR DISTRIBUTION/VENTILATION | Nash Addition | R |  | WESTINGHOUSE HEALTH SYSTEMS | 88G05882
"EXHAUST FAN ""EF-9""" | S-AIR DISTRIBUTION/VENTILATION | Nash Addition | R |  | WESTINGHOUSE HEALTH SYSTEMS | 89D06972
"EXHAUST FAN ""FE-15"" FAC#31" | S-AIR DISTRIBUTION/VENTILATION | Nash Addition | R |  | SNYDER GENERAL | 4WB00221
A/C CONDENSING UNIT FAC# 49 | S-AIR CONDITIONERS/PACKAGED | Nash Building | R |  | YORK, NATIONAL | G452126
A/C CONDENSING UNIT FAC#51 | S-AIR CONDITIONERS/PACKAGED | Nash Building | R |  | YORK, NATIONAL | 9502127756
A/C CONDENSING UNIT FAC#48 | S-AIR CONDITIONERS/PACKAGED | Nash Building | R |  | YORK, NATIONAL | 3895E11287
A/C CONDENSING UNIT FAC#47 | S-AIR CONDITIONERS/PACKAGED | Nash Building | R |  | YORK, NATIONAL | C84L-02126
A/C CONDENSING UNIT FAC#63 | S-AIR CONDITIONERS/PACKAGED | Nash Building | R |  | YORK, NATIONAL | 2429047
A/C CONDENSING UNIT FAC#45 | S-AIR CONDITIONERS/PACKAGED | Nash Building | R |  | YORK, NATIONAL | NBEM022503
A/C CONDENSING UNIT FAC# 44 | S-AIR CONDITIONERS/PACKAGED | Nash Building | R |  | YORK, NATIONAL
"REF CONDENSING UNIT ""F-1"" FAC# 183" | S-REFRIGERATION | Nash Building | R |  | COPELAND
A/C CONDENSING UNIT FAC# 43 | S-AIR CONDITIONERS/PACKAGED | Nash Building | R |  | YORK, NATIONAL | 2199E21467
A/C CONDENSING UNIT FAC# 40 | S-AIR CONDITIONERS/PACKAGED | Crowe Bldg | R |  | YORK, NATIONAL | Z291MFGAH
A/C CONDENSING UNIT FAC#38 | S-AIR CONDITIONERS/PACKAGED | Nash Building | R |  | YORK, NATIONAL | 4549991
A/C CONDENSING UNIT FAC#135N | S-AIR CONDITIONERS/PACKAGED | Nash Building | R |  | YORK, NATIONAL | C3819400
REF CONDENSING UNIT # 1 FAC#35 | S-REFRIGERATION | Nash Building | R |  | COPELAND
REF CONDENSING UNIT #2 FAC# 26 | S-REFRIGERATION | Nash Addition | R |  | COPELAND | 14889
REF CONDENSING UNIT #7 FAC # 7 | S-REFRIGERATION | Nash Addition | R |  | COPELAND | 21G88
AIR HANDLER UNIT | S-AIR DISTRIBUTION/VENTILATION | Nash Building | 01 | 102 | YORK, NATIONAL | 4589T06233
AIR HANDLER UNIT FAC# 58 | S-AIR DISTRIBUTION/VENTILATION | Nash Building | 01 | 103 | YORK, NATIONAL | F457093
AIR HANDLER UNIT | S-AIR DISTRIBUTION/VENTILATION | Nash Building | 01 | 105 | YORK, NATIONAL
AIR HANDLER UNIT FAC# 63 | S-AIR DISTRIBUTION/VENTILATION | Nash Building | 01 | 115 | YORK, NATIONAL
AIR HANDLER UNIT FAC# 61 | S-AIR DISTRIBUTION/VENTILATION | Nash Building | 01 | 117 | YORK, NATIONAL
AIR HANDLER UNIT FAC#21 | S-AIR DISTRIBUTION/VENTILATION | Nash Building | 01 | 120 | YORK, NATIONAL
AIR HANDLER UNIT FAC#60 | S-AIR DISTRIBUTION/VENTILATION | Nash Building | 01 | 123 | YORK, NATIONAL | C82680
"HOOD EXHAUST ""EF-20"" FAC# 92" | S-AIR DISTRIBUTION/VENTILATION | Nash Building | 01 | 123
AIR HANDLER UNIT FAC# 64 | S-AIR DISTRIBUTION/VENTILATION | Nash Building | 01 | 125 | YORK, NATIONAL
EXHAUST FAN | S-AIR DISTRIBUTION/VENTILATION | Nash Building | 01 | 125 |  | 9326
AIR HANDLER UNIT FAC# 59 | S-AIR DISTRIBUTION/VENTILATION | Nash Building | 01 | 124 | YORK, NATIONAL
AIR HANDLER UNIT FAC#62 | S-AIR DISTRIBUTION/VENTILATION | Nash Building | 01 | 126 | YORK, NATIONAL
HOOD EXHAUST FAN FAC#99 | S-AIR DISTRIBUTION/VENTILATION | Nash Building | 01 | 138
HOOD EXHAUST FAN FAC#179 | S-AIR DISTRIBUTION/VENTILATION | Nash Building | 01 | 138C |  | 9327
FAN COIL UNIT FAC# 23 | S-AIR DISTRIBUTION/COILS, FAN CO | Nash Building | 01 | 138C
HOOD EXHAUST FAN FAC# 101 | S-AIR DISTRIBUTION/VENTILATION | Nash Building | 01 | 131 |  | 9327
HOOD EXHAUST FAN FAC# 176 | S-AIR DISTRIBUTION/VENTILATION | Nash Building | 01 | 135
HOOD EXHAUST FAN FAC# 100 | S-AIR DISTRIBUTION/VENTILATION | Nash Building | 01 | 131
"HOOD EXHAUST FAN ""EF-27"" FAC# 90" | S-AIR DISTRIBUTION/VENTILATION | Nash Building | 01 | 135
AIR HANDLER UNIT | S-AIR DISTRIBUTION/VENTILATION | Nash Building | 01 | 133 | YORK, NATIONAL | C38170276
FAN COIL UNIT FAC# 25 | S-AIR DISTRIBUTION/COILS, FAN CO | Nash Building | 01 | 135
FAN COIL UNIT | S-AIR DISTRIBUTION/COILS, FAN CO | Nash Building | 02 | 215A
HOOD EXHAUST FAN EF-51 FAC# 109 | S-AIR DISTRIBUTION/VENTILATION | Nash Building | 02 | 215A |  | 9326
FAN COIL UNIT | S-AIR DISTRIBUTION/COILS, FAN CO | Nash Building | 02 | 221
HOOD EXHAUST FAN EF-51 FAC# 109 | S-AIR DISTRIBUTION/VENTILATION | Nash Building | 02 | 215A |  | 9326
HOOD EXHAUST FAN | S-AIR DISTRIBUTION/VENTILATION | Nash Building | 02 | 221 |  | 10020
FAN COIL UNIT | S-AIR DISTRIBUTION/COILS, FAN CO | Nash Building | 02 | 223
FAN COIL UNIT FAC# 41 | S-AIR DISTRIBUTION/COILS, FAN CO | Nash Building | 02 | 223
FAN COIL UNIT FAC#181 | S-AIR DISTRIBUTION/COILS, FAN CO | Nash Building | 02 | 214
FAN COIL UNIT FAC#29 | S-AIR DISTRIBUTION/COILS, FAN CO | Nash Building | 02 | 210
"EXHAUST FAN ""FE-2"" RM 450 HOOD" | S-AIR DISTRIBUTION/VENTILATION | Nash Addition | R |  | SNYDER GENERAL | 4TK0033
HOOD EXHAUST FAN FAC# 111 | S-AIR DISTRIBUTION/VENTILATION | Nash Building | 03 | 301
AIR HANDLER UNIT FAC# 74 | S-AIR DISTRIBUTION/VENTILATION | Nash Building | 03 | 301 |  | 68443826
HOOD EXHAUST FAN FAC# 114 | S-AIR DISTRIBUTION/VENTILATION | Nash Building | 03 | 310
FAN COIL UNIT | S-AIR DISTRIBUTION/COILS, FAN CO | Nash Building | 03 | 310
FAN COIL UNIT | S-AIR DISTRIBUTION/COILS, FAN CO | Nash Building | 03 | 310
AIR HANDLER UNIT FAC# 78 | S-AIR DISTRIBUTION/VENTILATION | Nash Building | 03 | 311 | YORK, NATIONAL | 4589A09895
HOOD EXHAUST FAN | S-AIR DISTRIBUTION/VENTILATION | Nash Building | 03 | 311 |  | 9627
FAN COIL UNIT | S-AIR DISTRIBUTION/COILS, FAN CO | Nash Building | 03 | 311
FAN COIL UNIT | S-AIR DISTRIBUTION/COILS, FAN CO | Nash Building | 03 | 315
HOOD EXHAUST FAN FAC#112 | S-AIR DISTRIBUTION/VENTILATION | Nash Building | 03 | 315 |  | 10026
AIR HANDLER UNIT FAC # 86 | S-AIR DISTRIBUTION/VENTILATION | Nash Building | 03 | 319 | YORK, NATIONAL | GZA 16008
AIR HANDLER UNIT # 84 FAC# 89 | S-AIR DISTRIBUTION/VENTILATION | Nash Building | 03 | 319 | YORK, NATIONAL | NAUS0033706
FAN COIL UNIT | S-AIR DISTRIBUTION/COILS, FAN CO | Nash Building | 03 | 319
FAN COIL UNIT | S-AIR DISTRIBUTION/COILS, FAN CO | Nash Building | 03 | 320
AIR HANDLER UNIT FAC# 12 | S-AIR DISTRIBUTION/VENTILATION | Nash Building | 04 | 426 | YORK, NATIONAL | K89H25219
AIR HANDLER UNIT FAC# 12 | S-AIR DISTRIBUTION/VENTILATION | Nash Building | 04 |  | YORK, NATIONAL | F38178331
AIR HANDLER UNIT FAC#32 | S-AIR DISTRIBUTION/VENTILATION | Nash Building | 04 | 427E | YORK, NATIONAL | K89H252D
SUPPLY AIR BLOWER | S-AIR DISTRIBUTION/VENTILATION | Nash Addition | 05 | 554 |  | M967310
SUPPLY AIR BLOWER | S-AIR DISTRIBUTION/VENTILATION | Nash Addition | 05 | 556
SUPPLY AIR BLOWER | S-AIR DISTRIBUTION/VENTILATION | Nash Addition | 04 | 454
SUPPLY AIR BLOWER | S-AIR DISTRIBUTION/VENTILATION | Nash Addition | 04 | 456 | LOREN COOK
SUPPLY AIR BLOWER | S-AIR DISTRIBUTION/VENTILATION | Nash Addition | 03 | 356 |  | 91604068
SUPPLY AIR BLOWER | S-AIR DISTRIBUTION/VENTILATION | Nash Addition | 03 | 354
UNIT HEATER | S-HEATERS, UNIT | Nash Addition | R |  |  | 88-8988
EXHAUST FAN EF-5 FAC# 11 | S-AIR DISTRIBUTION/VENTILATION | Student-Alumni Ctr | R |  | WESTINGHOUSE HEALTH SYSTEMS | 4TG0054
"HEAT RECOVERY UNIT ""HRC-4""" | S-AIR DISTRIBUTION/VENTILATION | Nash Addition | R |  |  | 3TT00584-00
EXHAUST FAN EF-4 FAC# 12 | S-AIR DISTRIBUTION/VENTILATION | Nash Addition | R |  |  | 4TG0053
EXHAUST FAN EF-3 FAC# 13 | S-AIR DISTRIBUTION/VENTILATION | Nash Addition | R |  |  | 49M00394
"GLYCOL CIRC PUMP ""HR-P5""" | S-HEATING/HOT WATER SYSTEM | Nash Addition | R
HEAT RECOVERY UNIT | S-AIR DISTRIBUTION/VENTILATION | Nash Addition | R |  |  | 3TH00255-00
AIR HANDLER UNIT #2 (A&B) | S-AIR DISTRIBUTION/VENTILATION | Nash Addition | R |  | TRANE
"HEAT RECOVERY UNIT ""HRC-7""" | S-AIR DISTRIBUTION/VENTILATION | Nash Addition | R
AIR HANDLER UNIT # 1 SERVES LAB FLRS 2-5 | S-AIR DISTRIBUTION/VENTILATION | Nash Addition | R |  | TRANE
"HEAT RECOVERY UNIT ""HEC-2""" | S-AIR DISTRIBUTION/VENTILATION | Nash Addition | R
"EXHAUST FAN ""FE-1"" SERVES RM 350 HOOD" | S-AIR DISTRIBUTION/VENTILATION | Nash Addition | R |  | SNYDER GENERAL | 4TK0026
EXHAUST FAN EF-2 SERVES RM 450 HOOD | S-AIR DISTRIBUTION/VENTILATION | Nash Addition | R |  | SNYDER GENERAL | 4TK0033
"EXHAUST FAN ""FE-3"" SERVES RM 550 HOOD" | S-AIR DISTRIBUTION/VENTILATION | Nash Addition | R |  | SNYDER GENERAL
EXHAUST FAN | S-AIR DISTRIBUTION/VENTILATION | Nash Addition | R |  | SNYDER GENERAL
"EXHAUST FAN ""FE-4"" FAC# 28 SERVES RM 551" | S-AIR DISTRIBUTION/VENTILATION | Nash Addition | R |  | SNYDER GENERAL | 4TK0041
"EXHAUST FAN ""FE-5"" FAC# 41 SERVES RM 451" | S-AIR DISTRIBUTION/VENTILATION | Nash Addition | R |  | SNYDER GENERAL | 4TK0045
"EXHAUST FAN ""FE-6"" FAC# 44 SERVES RM 351" | S-AIR DISTRIBUTION/VENTILATION | Nash Addition | R |  | SNYDER GENERAL | 4TK 0027
EXHAUST FAN EF-29 FAC# 56 SERVES RM B073 | S-AIR DISTRIBUTION/VENTILATION | Nash Addition | R |  | WESTINGHOUSE HEALTH SYSTEMS
EXH FAN FE-7 FAC# 45 SERVES RM 352 HOOD | S-AIR DISTRIBUTION/VENTILATION | Nash Addition | R |  | SNYDER GENERAL | 4TK0030
EXH FAN FE-8 FAC# 40 SERVES RM 453 HOOD | S-AIR DISTRIBUTION/VENTILATION | Nash Addition | R |  | SNYDER GENERAL | 4TK0036
EXH FAN FE-9 FAC# 39 SERVES RM 454 HOOD | S-AIR DISTRIBUTION/VENTILATION | Nash Addition | R |  | SNYDER GENERAL | 4TK0042
EXH FAN FE-10 FAC# 30 SERVES RM 554 HOOD | S-AIR DISTRIBUTION/VENTILATION | Nash Addition | R |  | SNYDER GENERAL | 4TK0038
EXH FAN FE-11 FAC# 29 SERVES RM 553 HOOD | S-AIR DISTRIBUTION/VENTILATION | Nash Addition | R |  | SNYDER GENERAL | 4TK0034
EXH FAN FE-12 FAC# 46 SERVES RM 354 HOOD | S-AIR DISTRIBUTION/VENTILATION | Nash Addition | R |  | SNYDER GENERAL | 4TK0028
EXH FAN FE-30 FAC# 57 SERVES RM 161 HOOD | S-AIR DISTRIBUTION/VENTILATION | Nash Addition | R |  | SNYDER GENERAL | 4TK0055
EXHAUST FAN SERVES RM 454B HOOD | S-AIR DISTRIBUTION/VENTILATION | Nash Addition | R |  | WESTINGHOUSE HEALTH SYSTEMS
EXH FAN FE-13 FAC#54 SERVES RM252 HOOD | S-AIR DISTRIBUTION/VENTILATION | Nash Addition | R |  | SNYDER GENERAL | 4TK8049
EXH FAN FE-14 FAC#53 SERVES RM253 HOOD | S-AIR DISTRIBUTION/VENTILATION | Nash Addition | R |  | SNYDER GENERAL
EXH FAN FE-16 FAC#52 SERVES RM254 HOOD | S-AIR DISTRIBUTION/VENTILATION | Nash Addition | R |  | SNYDER GENERAL | 4TK0052
EXH FAN FE-17 FAC#47 SERVES RM386 HOOD | S-AIR DISTRIBUTION/VENTILATION | Nash Addition | R |  | SNYDER GENERAL | 4TK 0048
EXH FAN FE-18 FAC#38 SERVES RM456 HOOD | S-AIR DISTRIBUTION/VENTILATION | Nash Addition | R |  | SNYDER GENERAL | 4TK 0046
EXH FAN FE-19 FAC#32 SERVES RM556 HOOD | S-AIR DISTRIBUTION/VENTILATION | Nash Addition | R |  | SNYDER GENERAL | 4TK 0053
EXH FAN FE-20 FAC#37 SERVES RM457 HOOD | S-AIR DISTRIBUTION/VENTILATION | Nash Addition | R |  | SNYDER GENERAL | 4TK 0039
EXH FAN FE-31 FAC#58 SERVES RM182 HOOD | S-AIR DISTRIBUTION/VENTILATION | Nash Addition | R |  | SNYDER GENERAL | 4TK 0056
EXH FAN #1 | S-AIR DISTRIBUTION/VENTILATION | Nash Addition | R |  |  | 4TC 0021
EXH FAN #2 | S-AIR DISTRIBUTION/VENTILATION | Nash Addition | R |  |  | 4TC 0022
EXH FAN FE-33 FAC#59 SERVES RM B015 | S-AIR DISTRIBUTION/VENTILATION | Nash Addition | R |  | SNYDER GENERAL | 4TK0058
EXH FAN FE-21 FAC#51 SERVES RM257 HOOD | S-AIR DISTRIBUTION/VENTILATION | Nash Addition | R |  | SNYDER GENERAL | 4TK 0031
EXH FAN FE-22 FAC#48 SERVES RM360 HOOD | S-AIR DISTRIBUTION/VENTILATION | Nash Addition | R |  | SNYDER GENERAL | 4TK 0050
EXH FAN FE-23 FAC#36 SERVES RM458 HOOD | S-AIR DISTRIBUTION/VENTILATION | Nash Addition | R |  | SNYDER GENERAL | 4TK 0043
EXH FAN FE-24 FAC#33 | S-AIR DISTRIBUTION/VENTILATION | Nash Addition | R |  | SNYDER GENERAL | 4TK 0044
EXH FAN FE-25 FAC#34 SERVES RM561 HOOD | S-AIR DISTRIBUTION/VENTILATION | Nash Addition | R |  | SNYDER GENERAL | 4TK 0040
EXH FAN FE-26 FAC#35 SERVES RM460 HOOD | S-AIR DISTRIBUTION/VENTILATION | Nash Addition | R |  | SNYDER GENERAL | 4TK 0047
EXH FAN FE-27 FAC#49 SERVES RM361 HOOD | S-AIR DISTRIBUTION/VENTILATION | Nash Addition | R |  | SNYDER GENERAL | 4TK 0029
EXH FAN FE-28 FAC#50 SERVES RM258 HOOD | S-AIR DISTRIBUTION/VENTILATION | Nash Addition | R |  | SNYDER GENERAL | 4TK 0032
A/C CONDENSING UNIT | S-AIR CONDITIONERS/PACKAGED | Crowe Bldg | R |  | YORK, NATIONAL | R374UGK2F
A/C CONDENSING UNIT FAC# 112 | S-AIR CONDITIONERS/PACKAGED | Crowe Bldg | R |  | YORK, NATIONAL | MKYM273413
A/C CONDENSING UNIT | S-AIR CONDITIONERS/PACKAGED | Crowe Bldg | R |  | YORK, NATIONAL
A/C CONDENSING UNIT FAC# 31 | S-AIR CONDITIONERS/PACKAGED | Crowe Bldg | R |  | YORK, NATIONAL
A/C CONDENSING UNIT FAC # 86 | S-AIR CONDITIONERS/PACKAGED | Crowe Bldg | R |  | YORK, NATIONAL | ELEM448822
A/C CONDENSING UNIT FAC# 26 | S-AIR CONDITIONERS/PACKAGED | Crowe Bldg | R |  | YORK, NATIONAL
A/C CONDENSING UNIT | S-AIR CONDITIONERS/PACKAGED | Crowe Bldg | R |  | YORK, NATIONAL | GS3000801174
PACKAGE HEAT/AC | S-AIR CONDITIONERS/PACKAGED | Crowe Bldg | R |  |  | P2343
EXHAUST FAN EF-41 FAC# 63 RM 200 | S-AIR DISTRIBUTION/VENTILATION | Crowe Bldg | R |  | WESTINGHOUSE HEALTH SYSTEMS | 504855
EXHAUST FAN EF-40 FAC# 62 RM GEN ROOM | S-AIR DISTRIBUTION/VENTILATION | Crowe Bldg | R |  | WESTINGHOUSE HEALTH SYSTEMS | 504856
EXHAUST FAN EF-39 FAC# 61 RM 401A | S-AIR DISTRIBUTION/VENTILATION | Crowe Bldg | R |  | WESTINGHOUSE HEALTH SYSTEMS | 712517
EXHAUST FAN EF-38 FAC# 60 RM 405 | S-AIR DISTRIBUTION/VENTILATION | Crowe Bldg | R |  | WESTINGHOUSE HEALTH SYSTEMS | 721518
EXHAUST FAN EF-37 FAC# 59 RM 303A | S-AIR DISTRIBUTION/VENTILATION | Crowe Bldg | R |  | WESTINGHOUSE HEALTH SYSTEMS | 721520
EXHAUST FAN EF-36 FAC# 58 RM 301A | S-AIR DISTRIBUTION/VENTILATION | Crowe Bldg | R |  | WESTINGHOUSE HEALTH SYSTEMS | 721524
EXHAUST FAN FAC# 57 | S-AIR DISTRIBUTION/VENTILATION | Crowe Bldg | R |  | WESTINGHOUSE HEALTH SYSTEMS
EXHAUST FAN | S-AIR DISTRIBUTION/VENTILATION | Crowe Bldg | R |  | WESTINGHOUSE HEALTH SYSTEMS | 721516
EXHAUST FAN FAC# 56 | S-AIR DISTRIBUTION/VENTILATION | Crowe Bldg | R |  | WESTINGHOUSE HEALTH SYSTEMS | 93488
EXHAUST FAN FAC# 52 | S-AIR DISTRIBUTION/VENTILATION | Crowe Bldg | R |  | WESTINGHOUSE HEALTH SYSTEMS
EXHAUST FAN ef-33 FAC# 55 RM 411 | S-AIR DISTRIBUTION/VENTILATION | Crowe Bldg | R |  | WESTINGHOUSE HEALTH SYSTEMS | 721519
EXHAUST FAN EF-32 FAC# 54 RM311 | S-AIR DISTRIBUTION/VENTILATION | Crowe Bldg | R |  | WESTINGHOUSE HEALTH SYSTEMS | 721525
EXHAUST FAN EF-31 FAC# 53 RM413 | S-AIR DISTRIBUTION/VENTILATION | Crowe Bldg | R |  | WESTINGHOUSE HEALTH SYSTEMS | 721522
EXHAUST FAN FAC# 07 RM309 | S-AIR DISTRIBUTION/VENTILATION | Crowe Bldg | R |  | WESTINGHOUSE HEALTH SYSTEMS | 721527
EXHAUST FAN | S-AIR DISTRIBUTION/VENTILATION | Crowe Bldg | R |  | WESTINGHOUSE HEALTH SYSTEMS
EXHAUST FAN EF-28 FAC# 50 RM 312 | S-AIR DISTRIBUTION/VENTILATION | Crowe Bldg | R |  | WESTINGHOUSE HEALTH SYSTEMS
EXHAUST FAN EF-29 FAC# 51 RM 313 | S-AIR DISTRIBUTION/VENTILATION | Crowe Bldg | R |  | WESTINGHOUSE HEALTH SYSTEMS
EXHAUST FAN EF-18 FAC# 34 RM415 | S-AIR DISTRIBUTION/VENTILATION | Crowe Bldg | R |  | WESTINGHOUSE HEALTH SYSTEMS
EXHAUST FAN EF-19 FAC# 40 RM415 | S-AIR DISTRIBUTION/VENTILATION | Crowe Bldg | R |  | WESTINGHOUSE HEALTH SYSTEMS
EXHAUST FAN EF-17 FAC # 33 RM 315 | S-AIR DISTRIBUTION/VENTILATION | Crowe Bldg | R |  | WESTINGHOUSE HEALTH SYSTEMS | 721526
EXHAUST FAN FAC # 75 RM417 | S-AIR DISTRIBUTION/VENTILATION | Crowe Bldg | R |  | WESTINGHOUSE HEALTH SYSTEMS
EXHAUST FAN EF-21 FAC # 43 RM105 | S-AIR DISTRIBUTION/VENTILATION | Crowe Bldg | R |  | WESTINGHOUSE HEALTH SYSTEMS
EXHAUST FAN EF-22 FAC # 44 RM106 | S-AIR DISTRIBUTION/VENTILATION | Crowe Bldg | R |  | WESTINGHOUSE HEALTH SYSTEMS
EXHAUST FAN EF-16 FAC # 29 RM417 | S-AIR DISTRIBUTION/VENTILATION | Crowe Bldg | R |  | WESTINGHOUSE HEALTH SYSTEMS
EXHAUST FAN | S-AIR DISTRIBUTION/VENTILATION | Crowe Bldg | R |  | WESTINGHOUSE HEALTH SYSTEMS
EXHAUST FAN RM 209 FAC# 28 | S-AIR DISTRIBUTION/VENTILATION | Crowe Bldg | R |  | WESTINGHOUSE HEALTH SYSTEMS
EXHAUST FAN FAC# 06 RESTROOM | S-AIR DISTRIBUTION/VENTILATION | Crowe Bldg | R |  | WESTINGHOUSE HEALTH SYSTEMS | 93412
EXHAUST FAN | S-AIR DISTRIBUTION/VENTILATION | Crowe Bldg | R |  | WESTINGHOUSE HEALTH SYSTEMS | 721526
EXHAUST FAN RF-23 FAC# 42 RM 320 | S-AIR DISTRIBUTION/VENTILATION | Crowe Bldg | R |  | WESTINGHOUSE HEALTH SYSTEMS
EXHAUST FAN RMRESTROOM R-10 | S-AIR DISTRIBUTION/VENTILATION | Crowe Bldg | R |  | WESTINGHOUSE HEALTH SYSTEMS | 92417
EXHAUST FAN EF-8 RMGEN ROOM | S-AIR DISTRIBUTION/VENTILATION | Crowe Bldg | R |  | WESTINGHOUSE HEALTH SYSTEMS | 337552
EXHAUST FAN FAC# 04 RM 421 | S-AIR DISTRIBUTION/VENTILATION | Crowe Bldg | R |  | WESTINGHOUSE HEALTH SYSTEMS
EXHAUST FAN FAC# 05 RM 421 | S-AIR DISTRIBUTION/VENTILATION | Crowe Bldg | R |  | WESTINGHOUSE HEALTH SYSTEMS
EXHAUST FAN FAC#03 | S-AIR DISTRIBUTION/VENTILATION | Crowe Bldg | R |  | WESTINGHOUSE HEALTH SYSTEMS
EXHAUST FANRM R-6 | S-AIR DISTRIBUTION/VENTILATION | Crowe Bldg | R |  | WESTINGHOUSE HEALTH SYSTEMS
EXHAUST FAN EF-1CR | S-AIR DISTRIBUTION/VENTILATION | Crowe Bldg | R |  | WESTINGHOUSE HEALTH SYSTEMS
EXHAUST FAN EF-2CR | S-AIR DISTRIBUTION/VENTILATION | Crowe Bldg | R |  | WESTINGHOUSE HEALTH SYSTEMS
EXHAUST FAN RM 221 | S-AIR DISTRIBUTION/VENTILATION | Crowe Bldg | R |  | WESTINGHOUSE HEALTH SYSTEMS
EXHAUST FAN EF-25 RM 314 | S-AIR DISTRIBUTION/VENTILATION | Crowe Bldg | R |  | WESTINGHOUSE HEALTH SYSTEMS
EXHAUST FAN RM220 | S-AIR DISTRIBUTION/VENTILATION | Crowe Bldg | R |  | WESTINGHOUSE HEALTH SYSTEMS
EXHAUST FAN | S-AIR DISTRIBUTION/VENTILATION | Crowe Bldg | R |  | WESTINGHOUSE HEALTH SYSTEMS | 520304
EXHAUST FAN EF-26 RM 416 | S-AIR DISTRIBUTION/VENTILATION | Crowe Bldg | R |  | WESTINGHOUSE HEALTH SYSTEMS | 721521
EXHAUST FAN | S-AIR DISTRIBUTION/VENTILATION | Crowe Bldg | R |  | WESTINGHOUSE HEALTH SYSTEMS
EXHAUST FAN FAC# 12 | S-AIR DISTRIBUTION/VENTILATION | Crowe Bldg | R |  | WESTINGHOUSE HEALTH SYSTEMS | 721523
EXHAUST FAN FAC#08 | S-AIR DISTRIBUTION/VENTILATION | Crowe Bldg | R |  | WESTINGHOUSE HEALTH SYSTEMS | UTF313001
EXHAUST FAN FAC#02 | S-AIR DISTRIBUTION/VENTILATION | Crowe Bldg | R |  | WESTINGHOUSE HEALTH SYSTEMS | 721529
EXHAUST FAN FAC#01 | S-AIR DISTRIBUTION/VENTILATION | Crowe Bldg | R |  | WESTINGHOUSE HEALTH SYSTEMS
REF CONDENSING UNIT # 11 | S-REFRIGERATION | Crowe Bldg | R |  | COPELAND | 9K62413524
RECEIVING CONDENSER # 12 | S-HEAT PUMPS | Crowe Bldg | R
A/C CONDENSER UNIT | S-AIR CONDITIONERS/PACKAGED | Mooney Building | R |  | YORK, NATIONAL | A193401
A/C CONDENSING UNIT | S-AIR CONDITIONERS/PACKAGED | Mooney Building | R |  | YORK, NATIONAL | A19348
AIR HANDLER UNIT # 1 FAC # 80 | S-AIR DISTRIBUTION/VENTILATION | Crowe Bldg | R |  | TRANE | K83HO3447
EXHAUST FAN EF-1 FAC# 114 | S-AIR DISTRIBUTION/VENTILATION | Crowe Bldg | R |  |  | 7215
AIR COMPRESSOR W/ RECEIVER FAC#115 | S-GAS, GENERAL/CONTROL AIR | Crowe Bldg | R |  | INGERSOLLRAND | FFH502103004630901
HOT WATER CIRC PUMP P-1 FAC# 37 | S-HEATING/HOT WATER SYSTEM | Crowe Bldg | R |  |  | 1199662
HOT WATER CIRC PUMP FAC# 36 | S-HEATING/HOT WATER SYSTEM | Crowe Bldg | R |  |  | 1199661
"AIR HANDLER UNIT ""ICR""" | S-AIR DISTRIBUTION/VENTILATION | Crowe Bldg | 04 | 408 | TRANE | K99H5429IN
WATER HEATERCIRC PUMP #2 | S-HEATING/HOT WATER SYSTEM | Crowe Bldg | G |  |  | 2087874
WATER HEATERCIRC PUMP #3 | S-HEATING/HOT WATER SYSTEM | Crowe Bldg | G |  |  | 2087873
"CHILL WATER CIRC PUMP ""P-IN""" | S-COOLING/CHILL WATER SYSTEM | Crowe Bldg | G |  | BELL and GOSSETT | 2087853
"CHILL WATER CIRC PUMP ""P-5N""" | S-COOLING/CHILL WATER SYSTEM | Crowe Bldg | G |  | BELL and GOSSETT | 1996931
EXHAUST FAN FAC# 98 | S-AIR DISTRIBUTION/VENTILATION | Crowe Bldg | G
AIR FLOW CONDUCTOR | S-AIR DISTRIBUTION/VENTILATION | Wittenborg Building | 05 | 524A | Phoenix Controls Corporation
AIR FLOW CONDUCTOR | S-AIR DISTRIBUTION/VENTILATION | Wittenborg Building | 05 | 524A | Phoenix Controls Corporation
AIR FLOW CONDUCTOR | S-AIR DISTRIBUTION/VENTILATION | Wittenborg Building | 05 | 524A | Phoenix Controls Corporation
AIR FLOW CONDUCTOR | S-AIR DISTRIBUTION/VENTILATION | Wittenborg Building | 05 | 524B | Phoenix Controls Corporation
AIR FLOW CONDUCTOR | S-AIR DISTRIBUTION/VENTILATION | Wittenborg Building | 05 | 524B | Phoenix Controls Corporation
AIR FLOW CONDUCTOR | S-AIR DISTRIBUTION/VENTILATION | Wittenborg Building | 05 | 525 | Phoenix Controls Corporation
AIR FLOW CONDUCTOR | S-AIR DISTRIBUTION/VENTILATION | Wittenborg Building | 05 | 525 | Phoenix Controls Corporation
AIR FLOW CONDUCTOR | S-AIR DISTRIBUTION/VENTILATION | Wittenborg Building | 05 | 525 | Phoenix Controls Corporation
AIR FLOW CONDUCTOR | S-AIR DISTRIBUTION/VENTILATION | Wittenborg Building | 05 | 525A | Phoenix Controls Corporation
AIR FLOW CONDUCTOR | S-AIR DISTRIBUTION/VENTILATION | Wittenborg Building | 05 | 525B | Phoenix Controls Corporation
AIR FLOW CONDUCTOR | S-AIR DISTRIBUTION/VENTILATION | Wittenborg Building | 05 | 522 | Phoenix Controls Corporation
AIR FLOW CONDUCTOR | S-AIR DISTRIBUTION/VENTILATION | Wittenborg Building | 05 | 522 | Phoenix Controls Corporation
AIR FLOW CONDUCTOR | S-AIR DISTRIBUTION/VENTILATION | Wittenborg Building | 05 | 522A | Phoenix Controls Corporation
AIR FLOW CONDUCTOR | S-AIR DISTRIBUTION/VENTILATION | Wittenborg Building | 05 | 516C | Phoenix Controls Corporation
AIR FLOW CONDUCTOR | S-AIR DISTRIBUTION/VENTILATION | Wittenborg Building | 05 | 516 | Phoenix Controls Corporation
AIR FLOW CONDUCTOR | S-AIR DISTRIBUTION/VENTILATION | Wittenborg Building | 05 | 516 | Phoenix Controls Corporation
AIR FLOW CONDUCTOR | S-AIR DISTRIBUTION/VENTILATION | Wittenborg Building | 05 | 516B | Phoenix Controls Corporation
AIR FLOW CONDUCTOR | S-AIR DISTRIBUTION/VENTILATION | Wittenborg Building | 05 | 516A | Phoenix Controls Corporation
AIR FLOW CONDUCTOR | S-AIR DISTRIBUTION/VENTILATION | Wittenborg Building | 05 | 511 | Phoenix Controls Corporation
AIR FLOW CONDUCTOR | S-AIR DISTRIBUTION/VENTILATION | Wittenborg Building | 05 | 508 | Phoenix Controls Corporation
AIR FLOW CONDUCTOR | S-AIR DISTRIBUTION/VENTILATION | Wittenborg Building | 05 | 508A | Phoenix Controls Corporation
AIR FLOW CONDUCTOR | S-AIR DISTRIBUTION/VENTILATION | Wittenborg Building | 05 | 510 | Phoenix Controls Corporation
AIR FLOW CONDUCTOR | S-AIR DISTRIBUTION/VENTILATION | Wittenborg Building | 05 | 509 | Phoenix Controls Corporation
EXHAUST FAN E4 | S-AIR DISTRIBUTION/VENTILATION | Dunn Building | R |  | WESTINGHOUSE HEALTH SYSTEMS | 325693
EXHAUST FAN E4 FAC # 47 | S-AIR DISTRIBUTION/VENTILATION | Dunn Building | R |  | WESTINGHOUSE HEALTH SYSTEMS | 325690
EXHAUST FAN E 4 FAC # 48 | S-AIR DISTRIBUTION/VENTILATION | Dunn Building | R |  | WESTINGHOUSE HEALTH SYSTEMS | 223 539949 300 0595
EXHAUST FAN E-4 | S-AIR DISTRIBUTION/VENTILATION | Dunn Building | R |  | WESTINGHOUSE HEALTH SYSTEMS | 223-539445000505 000
EXHAUST FAN E-4 | S-AIR DISTRIBUTION/VENTILATION | Dunn Building | R |  | WESTINGHOUSE HEALTH SYSTEMS | 524689
EXHAUST FAN E-4 | S-AIR DISTRIBUTION/VENTILATION | Dunn Building | R |  | WESTINGHOUSE HEALTH SYSTEMS | 325694
EXHAUST FAN E-4 | S-AIR DISTRIBUTION/VENTILATION | Dunn Building | R |  | WESTINGHOUSE HEALTH SYSTEMS | 325685
EXHAUST FAN E-4 FAC# 54 | S-AIR DISTRIBUTION/VENTILATION | Dunn Building | R |  | WESTINGHOUSE HEALTH SYSTEMS
EXHAUST FAN E4 FAC# 53 | S-AIR DISTRIBUTION/VENTILATION | Dunn Building | R |  | WESTINGHOUSE HEALTH SYSTEMS
RETURN AIR FAN #5 FAC#40 | S-AIR DISTRIBUTION/VENTILATION | Dunn Building | 05 |  |  | 752864
FAN MOTOR FOR RAF5 | S-ELEC.MOTORS | Dunn Building | 05 |  |  | KM
AHU #5 | S-AIR DISTRIBUTION/VENTILATION | Dunn Building | 05 |  | MCQUAY | 75-780-378-H4
AHU# 4 | S-AIR DISTRIBUTION/VENTILATION | Dunn Building | 04 |  | TRANE | 7578037884
RETURN AIR FAN #4 | S-AIR DISTRIBUTION/VENTILATION | Dunn Building | 04 |  |  | 752867
BLOWER MOTOR FOR RAF#4 | S-ELEC.MOTORS | Dunn Building | 04
AIR HANDLER UNIT | S-AIR DISTRIBUTION/VENTILATION | Dunn Building | 03 |  | TRANE | 75780378s
RETURN AIR FAN RAF5 | S-AIR DISTRIBUTION/VENTILATION | Dunn Building | 03 |  |  | 7528US
RAF3 BLOWER MOTOR | S-ELEC.MOTORS | Dunn Building | 03
ELECTRIC HEATER-BASE BOARD | S-HEATERS, UNIT | Dunn Building | T
ELECTRIC HEATER-BASE BOARD | S-HEATERS, UNIT | Dunn Building | T
AIR HANDLER UNIT # 2 | S-AIR DISTRIBUTION/VENTILATION | Dunn Building | T |  | TRANE | 75780378H1
RETURN AIR FAN # 2 BLOWER | S-AIR DISTRIBUTION/VENTILATION | Dunn Building | T |  |  | 752860
BLOWER MOTOR FOR RAF#2 | S-ELEC.MOTORS | Dunn Building | T |  |  | 143203
AIR HANDLER # 6 | S-AIR DISTRIBUTION/VENTILATION | Dunn Building | 01 | W105 | TRANE
HOT WATER STEAM HEAT PUMP FAC#16 | S-HEATING/HOT WATER SYSTEM | Dunn Building | 01
HOT WATER STEAM HEAT PUMP FAC#17 | S-HEATING/HOT WATER SYSTEM | Dunn Building | 01
CONDENSATE RETURN PUMP AND WELL | S-STEAM/DISTRIBUTION SYSTEM | Dunn Building | 01 |  |  | C-387U3
HOT WATER SUPPLY PUMP FAC# 21 | S-STEAM/DISTRIBUTION SYSTEM | Dunn Building | 01
HOT WATER SUPPLY PUMP FAC# 20 | S-STEAM/DISTRIBUTION SYSTEM | Dunn Building | 01
IN WALL E-4 EXHAUST FAN | S-AIR DISTRIBUTION/VENTILATION | Dunn Building | 01
IN WALL E-4 EXHAUST FAN | S-AIR DISTRIBUTION/VENTILATION | Dunn Building | 01
IN WALL E-4 EXHAUST FAN | S-AIR DISTRIBUTION/VENTILATION | Dunn Building | 01
IN WALL E-4 EXHAUST FAN | S-AIR DISTRIBUTION/VENTILATION | Dunn Building | 05
IN WALL E-4 EXHAUST FAN | S-AIR DISTRIBUTION/VENTILATION | Dunn Building | 04
IN WALL E-4 EXHAUST FAN | S-AIR DISTRIBUTION/VENTILATION | Dunn Building | 03
CHILLED WATER PUMP (PRIMARY) | S-COOLING/CHILL WATER SYSTEM | Link Building | B | MECH |  | 7-00030-03-1
CHILLED WATER PUMP (SECONDARY) | S-COOLING/CHILL WATER SYSTEM | Link Building | B | MECH
HOT WATER CIRC PUMP | S-HEATING/HOT WATER SYSTEM | Link Building | B | MECH |  | 4618514
HOT WATER CIRC PUMP | S-HEATING/HOT WATER SYSTEM | Link Building | B | MECH |  | 1558621
CONDENSOR PUMP # 7 | S-COOLING/CONDENSER WATER SYSTEM | Link Building | B | MECH |  | W9-9
CHILLER (UNK TYPE) | S-COOLING/CHILLER | Link Building | 03 | 388 |  | H-A2498
CHILLER (UNK TYPE) | S-COOLING/CHILLER | Link Building | 03 | 388 |  | H-A5569
AIR HANDLER UNIT # 5 | S-AIR DISTRIBUTION/VENTILATION | Link Building | 06 |  | TRANE
AIR HANDLER UNIT # 5N | S-AIR DISTRIBUTION/VENTILATION | Link Building | 06 |  | TRANE
AIR HANDLER UNIT # 1 FAC#33 | S-AIR DISTRIBUTION/VENTILATION | Link Building | 06 |  | TRANE
AIR HANDLER #3 | S-AIR DISTRIBUTION/VENTILATION | Link Building | 06 |  | TRANE
EXHAUST FAN # 1 | S-AIR DISTRIBUTION/VENTILATION | Link Building | 06 |  | WESTINGHOUSE HEALTH SYSTEMS
EXHAUST FAN #2 | S-AIR DISTRIBUTION/VENTILATION | Link Building | 06 |  | WESTINGHOUSE HEALTH SYSTEMS
EXHAUST FAN #3 | S-AIR DISTRIBUTION/VENTILATION | Link Building | 06 |  | WESTINGHOUSE HEALTH SYSTEMS
FEL-3-1 | S-AIR DISTRIBUTION/VENTILATION | Link Building | 06 |  | SNYDER GENERAL | 4UL 0314
LAB EXHAUST FAN (SERVES WITTENBURG) | S-AIR DISTRIBUTION/VENTILATION | Link Building | 07 |  | SNYDER GENERAL | 4XM 00206
LAB EXHAUST FAN FAC# 53L | S-AIR DISTRIBUTION/VENTILATION | Link Building | 07 |  | SNYDER GENERAL | 4VJ 0422
LAB EXHAUST FAN FAC# 56L | S-AIR DISTRIBUTION/VENTILATION | Link Building | 07 |  | SNYDER GENERAL | 4XM 00178
LAB EXHAUST FAN FAC# 57L | S-AIR DISTRIBUTION/VENTILATION | Link Building | 07 |  | SNYDER GENERAL | 4VJ 0423
LAB EXHAUST FAN FAC# 55L | S-AIR DISTRIBUTION/VENTILATION | Link Building | 07 |  | SNYDER GENERAL | 4VJ 0424
LAB EXHAUST FAN FAC# 56L | S-AIR DISTRIBUTION/VENTILATION | Link Building | 07 |  | SNYDER GENERAL | 4VL 0266
LAB EXHAUST FAN FAC# 56L | S-AIR DISTRIBUTION/VENTILATION | Link Building | 07 |  | SNYDER GENERAL | 4VJ 0425
LAB EXHAUST FAN FAC# 65L | S-AIR DISTRIBUTION/VENTILATION | Link Building | 07 |  | SNYDER GENERAL | 4VJ 0282
LAB EXHAUST FAN FAC# 63L | S-AIR DISTRIBUTION/VENTILATION | Link Building | 07 |  | SNYDER GENERAL | 4VJ 0286
LAB EXHAUST FAN FAC# 60L | S-AIR DISTRIBUTION/VENTILATION | Link Building | 07 |  | SNYDER GENERAL | 4VJ 0286
LAB EXHAUST FAN | S-AIR DISTRIBUTION/VENTILATION | Link Building | 07 |  | SNYDER GENERAL | 4VJ 0285
LAB EXHAUST FAN | S-AIR DISTRIBUTION/VENTILATION | Link Building | 07 |  | SNYDER GENERAL | 4VJ 0284
LAB EXHAUST FAN | S-AIR DISTRIBUTION/VENTILATION | Link Building | 07 |  | SNYDER GENERAL | 4VJ 0283
LAB EXHAUST FAN | S-AIR DISTRIBUTION/VENTILATION | Link Building | 07 |  | SNYDER GENERAL | 4VK 0066
LAB EXHAUST FAN | S-AIR DISTRIBUTION/VENTILATION | Link Building | 07 |  | SNYDER GENERAL | 4VJ 0281
AIR HANDLER UNIT # 6 SUPPLY & EXHAUST | S-AIR DISTRIBUTION/VENTILATION | Link Building | 07 |  | TRANE
AIR HANDLER UNIT # 4 FAC# 37 | S-AIR DISTRIBUTION/VENTILATION | Link Building | 07 |  | TRANE
AIR HANDLER UNIT #2- SERVES WITTENBURG | S-AIR DISTRIBUTION/VENTILATION | Link Building | 07 |  | TRANE | 4UJ 042S
LAB EXHAUST FAN-SERVES WITTENBURG FUME | S-AIR DISTRIBUTION/VENTILATION | Link Building | 07 |  | WESTINGHOUSE HEALTH SYSTEMS | 4VL-0269
LAB EXHAUST FAN-SERVES WITTENBURG FUME | S-AIR DISTRIBUTION/VENTILATION | Link Building | 07 |  | WESTINGHOUSE HEALTH SYSTEMS | 4VJ 0428
LAB EXHAUST FAN-SERVES WITTENBURG FUME | S-AIR DISTRIBUTION/VENTILATION | Link Building | 07 |  | WESTINGHOUSE HEALTH SYSTEMS | 4VJ-0427
LAB EXHAUST FAN-SERVES WITTENBURG FUME | S-AIR DISTRIBUTION/VENTILATION | Link Building | 07 |  | WESTINGHOUSE HEALTH SYSTEMS | 4VL-0246
LAB EXHAUST FAN-SERVES WITTENBURG FUME | S-AIR DISTRIBUTION/VENTILATION | Link Building | 07 |  | WESTINGHOUSE HEALTH SYSTEMS | 4VJ-0426
LAB EXHAUST FAN-SERVES WITTENBURG FUME | S-AIR DISTRIBUTION/VENTILATION | Link Building | 07 |  | WESTINGHOUSE HEALTH SYSTEMS | 4VJ-0426
LAB EXHAUST FAN-SERVES WITTENBURG FUME | S-AIR DISTRIBUTION/VENTILATION | Link Building | 07 |  | WESTINGHOUSE HEALTH SYSTEMS | 4VJ-0435
LAB EXHAUST FAN-SERVES WITTENBURG FUME | S-AIR DISTRIBUTION/VENTILATION | Link Building | 07 |  | WESTINGHOUSE HEALTH SYSTEMS | 4VJ-0434
LAB EXHAUST FAN-SERVES WITTENBURG FUME | S-AIR DISTRIBUTION/VENTILATION | Link Building | 07 |  | WESTINGHOUSE HEALTH SYSTEMS | 4VJ-0433
LAB EXHAUST FAN-SERVES WITTENBURG FUME | S-AIR DISTRIBUTION/VENTILATION | Link Building | 07 |  | WESTINGHOUSE HEALTH SYSTEMS | 4VJ-0432
LAB EXHAUST FAN-SERVES WITTENBURG FUME | S-AIR DISTRIBUTION/VENTILATION | Link Building | 07 |  | WESTINGHOUSE HEALTH SYSTEMS | 4VJ-0431
LAB EXHAUST FAN-SERVES WITTENBURG FUME | S-AIR DISTRIBUTION/VENTILATION | Link Building | 07 |  | WESTINGHOUSE HEALTH SYSTEMS | 4VJ-0430
EXHAUST FAN - A4 | S-AIR DISTRIBUTION/VENTILATION | Link Building | 07 |  | WESTINGHOUSE HEALTH SYSTEMS
HEAT PUMP AND A/C | S-AIR CONDITIONERS/PACKAGED | Hyman Admin Bldg | 06 |  |  | R0825NL4F
HEAT PUMP XE 800 | S-AIR CONDITIONERS/PACKAGED | Hyman Admin Bldg | 01 |  |  | B-13220968
HEAT A/C PUMP FAC# NBR13-CD2 RM 115 | S-AIR CONDITIONERS/PACKAGED | Hyman Admin Bldg | 01 |  |  | LUS30113
AIR CONDITIONER SPLIT SYSTEM | S-AIR CONDITIONERS/PACKAGED | Hyman Admin Bldg | 01 |  |  | C839905116BH
CONDENSATE PUMP W/ WELL FAC# 17 | S-STEAM/DISTRIBUTION SYSTEM | Hyman Admin Bldg | 01 | 110
EXHAUST FAN | S-AIR DISTRIBUTION/VENTILATION | Hyman Admin Bldg | 01 | 110
AIR HANDLER UNIT | S-AIR DISTRIBUTION/VENTILATION | Hyman Admin Bldg | 05 |  | TRANE | 99B0065300
UNIT HEATER | S-HEATERS, UNIT | Hyman Admin Bldg | 05
EXHAUST FAN 1H | S-AIR DISTRIBUTION/VENTILATION | Hyman Admin Bldg | 05 |  | WESTINGHOUSE HEALTH SYSTEMS | NXA101601
HEAT PUMP | S-AIR CONDITIONERS/PACKAGED | Hyman Admin Bldg | 05
AIR CONDITIONER-SPLIT SYSTEM | S-AIR CONDITIONERS/PACKAGED | Hyman Admin Bldg | 06 |  | YORK, NATIONAL | 4281A308
AIR CONDITIONER-CONDENSING UNIT | S-AIR CONDITIONERS/PACKAGED | Hyman Admin Bldg | 06 |  | YORK, NATIONAL | R3111UA2H
AIR CONDITIONER-CONDENSING UNIT | S-AIR CONDITIONERS/PACKAGED | Hyman Admin Bldg | 06 |  | YORK, NATIONAL | B10275878
EXH FAN # 2 WEST | S-AIR DISTRIBUTION/VENTILATION | Hyman Admin Bldg | 06 |  | WESTINGHOUSE HEALTH SYSTEMS
CONVERTER UNIT-CEILING | S-AIR DISTRIBUTION/COILS, FAN CO | Hyman Admin Bldg | 05
CONVERTER UNIT-CEILING | S-AIR DISTRIBUTION/COILS, FAN CO | Hyman Admin Bldg | 04 |  |  | R2GO1716
CONVERTER UNIT-CEILING | S-AIR DISTRIBUTION/COILS, FAN CO | Hyman Admin Bldg | 01
AIR HANDLER UNIT FAC# 14 | S-AIR DISTRIBUTION/VENTILATION | Hyman Admin Bldg | 01 |  | TRANE
UNIT VENTILATOR BLOWER UNIT | S-AIR DISTRIBUTION/COILS, FAN CO | Hyman Admin Bldg | 05
UNIT VENTILATOR BLOWER UNIT | S-AIR DISTRIBUTION/COILS, FAN CO | Hyman Admin Bldg | 05
UNIT VENTILATOR BLOWER UNIT | S-AIR DISTRIBUTION/COILS, FAN CO | Hyman Admin Bldg | 05 |  |  | 570194
UNIT VENTILATOR BLOWER UNIT | S-AIR DISTRIBUTION/COILS, FAN CO | Hyman Admin Bldg | 05 | 505
UNIT VENTILATOR BLOWER UNIT | S-AIR DISTRIBUTION/COILS, FAN CO | Hyman Admin Bldg | 05 | 507
UNIT VENTILATOR BLOWER UNIT | S-AIR DISTRIBUTION/COILS, FAN CO | Hyman Admin Bldg | 05 | 508
UNIT VENTILATOR BLOWER UNIT | S-AIR DISTRIBUTION/COILS, FAN CO | Hyman Admin Bldg | 05 | 508
UNIT VENTILATOR BLOWER UNIT | S-AIR DISTRIBUTION/COILS, FAN CO | Hyman Admin Bldg | 05 | 509
UNIT VENTILATOR BLOWER UNIT | S-AIR DISTRIBUTION/COILS, FAN CO | Hyman Admin Bldg | 05 | 510
CONVERTER | S-AIR DISTRIBUTION/COILS, FAN CO | Hyman Admin Bldg | 05 | 510
CONVERTER | S-AIR DISTRIBUTION/COILS, FAN CO | Hyman Admin Bldg | 05 | 511
CONVERTER | S-AIR DISTRIBUTION/COILS, FAN CO | Hyman Admin Bldg | 05 | 513
CONVERTER | S-AIR DISTRIBUTION/COILS, FAN CO | Hyman Admin Bldg | 05 | 514
CONVERTER | S-AIR DISTRIBUTION/COILS, FAN CO | Hyman Admin Bldg | 05 | 516
CONVERTER | S-AIR DISTRIBUTION/COILS, FAN CO | Hyman Admin Bldg | 05 | 515
CONVERTER | S-AIR DISTRIBUTION/COILS, FAN CO | Hyman Admin Bldg | 05
CONVERTER | S-AIR DISTRIBUTION/COILS, FAN CO | Hyman Admin Bldg | 05 | 520
CONVERTER | S-AIR DISTRIBUTION/COILS, FAN CO | Hyman Admin Bldg | 05 | 520
CONVERTER | S-AIR DISTRIBUTION/COILS, FAN CO | Hyman Admin Bldg | 05 | 520
CONVERTER | S-AIR DISTRIBUTION/COILS, FAN CO | Hyman Admin Bldg | 05 | 520
CONVERTER | S-AIR DISTRIBUTION/COILS, FAN CO | Hyman Admin Bldg | 04 | 400
CONVERTER | S-AIR DISTRIBUTION/COILS, FAN CO | Hyman Admin Bldg | 04 | 400
CONVERTER | S-AIR DISTRIBUTION/COILS, FAN CO | Hyman Admin Bldg | 04 | 400
CONVERTER | S-AIR DISTRIBUTION/COILS, FAN CO | Hyman Admin Bldg | 04 | 400
CONVERTER | S-AIR DISTRIBUTION/COILS, FAN CO | Hyman Admin Bldg | 04 | 400
CONVERTER | S-AIR DISTRIBUTION/COILS, FAN CO | Hyman Admin Bldg | 04 | 400
CONVERTER | S-AIR DISTRIBUTION/COILS, FAN CO | Hyman Admin Bldg | 04 | 400
CONVERTER | S-AIR DISTRIBUTION/COILS, FAN CO | Hyman Admin Bldg | 04 | 408
CONVERTER | S-AIR DISTRIBUTION/COILS, FAN CO | Hyman Admin Bldg | 04 | 407
CONVERTER | S-AIR DISTRIBUTION/COILS, FAN CO | Hyman Admin Bldg | 04 | 405
CONVERTER | S-AIR DISTRIBUTION/COILS, FAN CO | Hyman Admin Bldg | 04
CONVERTER | S-AIR DISTRIBUTION/COILS, FAN CO | Hyman Admin Bldg | 04 | 411
CONVERTER | S-AIR DISTRIBUTION/COILS, FAN CO | Hyman Admin Bldg | 04 | 412
CONVERTER | S-AIR DISTRIBUTION/COILS, FAN CO | Hyman Admin Bldg | 04 | 414
CONVERTER | S-AIR DISTRIBUTION/COILS, FAN CO | Hyman Admin Bldg | 04 | 413
CONVERTER | S-AIR DISTRIBUTION/COILS, FAN CO | Hyman Admin Bldg | 04 | 415
CONVERTER | S-AIR DISTRIBUTION/COILS, FAN CO | Hyman Admin Bldg | 04 | 420
CONVERTER | S-AIR DISTRIBUTION/COILS, FAN CO | Hyman Admin Bldg | 04 | 420
CONVERTER | S-AIR DISTRIBUTION/COILS, FAN CO | Hyman Admin Bldg | 04 | 420
CONVERTER | S-AIR DISTRIBUTION/COILS, FAN CO | Hyman Admin Bldg | 04 | 420
CONVERTER | S-AIR DISTRIBUTION/COILS, FAN CO | Hyman Admin Bldg | 04 | 420
CONVERTER | S-AIR DISTRIBUTION/COILS, FAN CO | Hyman Admin Bldg | 04 | 420
CONVERTER | S-AIR DISTRIBUTION/COILS, FAN CO | Hyman Admin Bldg | 03 | 300
CONVERTER | S-AIR DISTRIBUTION/COILS, FAN CO | Hyman Admin Bldg | 03 | 300
CONVERTER | S-AIR DISTRIBUTION/COILS, FAN CO | Hyman Admin Bldg | 03 | 300
CONVERTER | S-AIR DISTRIBUTION/COILS, FAN CO | Hyman Admin Bldg | 03 | 300
CONVERTER | S-AIR DISTRIBUTION/COILS, FAN CO | Hyman Admin Bldg | 03 | 300
CONVERTER | S-AIR DISTRIBUTION/COILS, FAN CO | Hyman Admin Bldg | 03 | 300
CONVERTER | S-AIR DISTRIBUTION/COILS, FAN CO | Hyman Admin Bldg | 03 | 300
CONVERTER | S-AIR DISTRIBUTION/COILS, FAN CO | Hyman Admin Bldg | 03 | 300
CONVERTER | S-AIR DISTRIBUTION/COILS, FAN CO | Hyman Admin Bldg | 03 | 300
CONVERTER | S-AIR DISTRIBUTION/COILS, FAN CO | Hyman Admin Bldg | 03
CONVERTER | S-AIR DISTRIBUTION/COILS, FAN CO | Hyman Admin Bldg | 03
CONVERTER | S-AIR DISTRIBUTION/COILS, FAN CO | Hyman Admin Bldg | 03
CONVERTER | S-AIR DISTRIBUTION/COILS, FAN CO | Hyman Admin Bldg | 03
CONVERTER | S-AIR DISTRIBUTION/COILS, FAN CO | Hyman Admin Bldg | 03
CONVERTER | S-AIR DISTRIBUTION/COILS, FAN CO | Hyman Admin Bldg | 03
CONVERTER | S-AIR DISTRIBUTION/COILS, FAN CO | Hyman Admin Bldg | 03
CONVERTER | S-AIR DISTRIBUTION/COILS, FAN CO | Hyman Admin Bldg | 03
CONVERTER | S-AIR DISTRIBUTION/COILS, FAN CO | Hyman Admin Bldg | 03
CONVERTER | S-AIR DISTRIBUTION/COILS, FAN CO | Hyman Admin Bldg | 03
CONVERTER | S-AIR DISTRIBUTION/COILS, FAN CO | Hyman Admin Bldg | 03
CONVERTER | S-AIR DISTRIBUTION/COILS, FAN CO | Hyman Admin Bldg | 03
CONVERTER | S-AIR DISTRIBUTION/COILS, FAN CO | Hyman Admin Bldg | 03
CONVERTER | S-AIR DISTRIBUTION/COILS, FAN CO | Hyman Admin Bldg | 03 | 320
CONVERTER | S-AIR DISTRIBUTION/COILS, FAN CO | Hyman Admin Bldg | 03
CONVERTER | S-AIR DISTRIBUTION/COILS, FAN CO | Hyman Admin Bldg | 03 | 320
CONVERTER | S-AIR DISTRIBUTION/COILS, FAN CO | Hyman Admin Bldg | 03 | 320
CONVERTER | S-AIR DISTRIBUTION/COILS, FAN CO | Hyman Admin Bldg | 03 | 320
CONVERTER | S-AIR DISTRIBUTION/COILS, FAN CO | Hyman Admin Bldg | 02
CONVERTER | S-AIR DISTRIBUTION/COILS, FAN CO | Hyman Admin Bldg | 02 | 200
CONVERTER | S-AIR DISTRIBUTION/COILS, FAN CO | Hyman Admin Bldg | 02
CONVERTER | S-AIR DISTRIBUTION/COILS, FAN CO | Hyman Admin Bldg | 02
CONVERTER | S-AIR DISTRIBUTION/COILS, FAN CO | Hyman Admin Bldg | 02
CONVERTER | S-AIR DISTRIBUTION/COILS, FAN CO | Hyman Admin Bldg | 02
CONVERTER | S-AIR DISTRIBUTION/COILS, FAN CO | Hyman Admin Bldg | 02 | 200
CONVERTER | S-AIR DISTRIBUTION/COILS, FAN CO | Hyman Admin Bldg | 02 | 207
CONVERTER | S-AIR DISTRIBUTION/COILS, FAN CO | Hyman Admin Bldg | 02 | 211
CONVERTER | S-AIR DISTRIBUTION/COILS, FAN CO | Hyman Admin Bldg | 02 | 210
CONVERTER | S-AIR DISTRIBUTION/COILS, FAN CO | Hyman Admin Bldg | 02 | 212
CONVERTER | S-AIR DISTRIBUTION/COILS, FAN CO | Hyman Admin Bldg | 02
CONVERTER | S-AIR DISTRIBUTION/COILS, FAN CO | Hyman Admin Bldg | 02 | 214
CONVERTER | S-AIR DISTRIBUTION/COILS, FAN CO | Hyman Admin Bldg | 02 | 216
CONVERTER | S-AIR DISTRIBUTION/COILS, FAN CO | Hyman Admin Bldg | 02 | 215
CONVERTER | S-AIR DISTRIBUTION/COILS, FAN CO | Hyman Admin Bldg | 02 | 217
CONVERTER | S-AIR DISTRIBUTION/COILS, FAN CO | Hyman Admin Bldg | 02 | 217
CONVERTER | S-AIR DISTRIBUTION/COILS, FAN CO | Hyman Admin Bldg | 02 | 200
CONVERTER | S-AIR DISTRIBUTION/COILS, FAN CO | Hyman Admin Bldg | 01 | 103
CONVERTER | S-AIR DISTRIBUTION/COILS, FAN CO | Hyman Admin Bldg | 01 | 103
CONVERTER | S-AIR DISTRIBUTION/COILS, FAN CO | Hyman Admin Bldg | 01 | 103
CONVERTER- CEILING UNIT | S-AIR DISTRIBUTION/COILS, FAN CO | Hyman Admin Bldg | 01 | 115 |  | 4025A33701L
CONVERTER- CEILING UNIT | S-AIR DISTRIBUTION/COILS, FAN CO | Hyman Admin Bldg | 01
CONVERTER- CEILING UNIT | S-AIR DISTRIBUTION/COILS, FAN CO | Hyman Admin Bldg | 01 | 120
UNIT HEATER | S-HEATERS, UNIT | Wittenborg Building | 06
UNIT HEATER EF 10FAC# 13 | S-AIR DISTRIBUTION/VENTILATION | Wittenborg Building | R |  | SNYDER GENERAL | 4UL0317
EFW6-2 | S-AIR HANDLING EQUIPMENT | Wittenborg Building | R
EFW6-2 | S-AIR HANDLING EQUIPMENT | Wittenborg Building | R
CONDENSER MOTOR | S-REFRIGERATION | Wittenborg Building | R
COLD ROOM CONDENSER FAC# 15 | S-REFRIGERATION | Wittenborg Building | R
A/C SPLIT SYSTEM | S-AIR CONDITIONERS/PACKAGED | Wittenborg Building | R |  |  | 589F73958
COLD ROOM CONDENSER FAC# 16 | S-REFRIGERATION | Wittenborg Building | R
MORGUE EXHAUST- VFD -WITTENBURG | S-ELEC.POWER DIST./MOTOR CONTROL | Link Building | R
MORGUE EXHAUST- VFD -WITTENBURG | S-ELEC.POWER DIST./MOTOR CONTROL | Link Building | R
UNIT HEATER | S-HEATERS, UNIT | Wittenborg Building | 06
UNIT HEATER | S-HEATERS, UNIT | Wittenborg Building | 06
UNIT HEATER | S-HEATERS, UNIT | Wittenborg Building | 06
UNIT HEATER | S-HEATERS, UNIT | Wittenborg Building | 06
Constant Temp Room #16 | S-FOOD SERVICE EQUIPMENT | Wittenborg Building | 05 | 506A
Constant Temp Room #15 | S-FOOD SERVICE EQUIPMENT | Wittenborg Building | 05 | 506A
AIR FLOW CONVERTER | S-AIR DISTRIBUTION/VENTILATION | Wittenborg Building | 05 | 501A | Phoenix Controls Corporation
AIR FLOW CONVERTER | S-AIR DISTRIBUTION/VENTILATION | Wittenborg Building | 05 | 501 | Phoenix Controls Corporation
DEEP FREEZER | S-REFRIGERATION | Wittenborg Building | 05 | 502B
AIR FLOW CONVERTER | S-AIR DISTRIBUTION/VENTILATION | Wittenborg Building | 05 | 504 | Phoenix Controls Corporation
AIR FLOW CONVERTER | S-AIR DISTRIBUTION/VENTILATION | Wittenborg Building | 05 | 502B | Phoenix Controls Corporation
AIR FLOW CONVERTER | S-AIR DISTRIBUTION/VENTILATION | Wittenborg Building | 05 | 502A | Phoenix Controls Corporation
AIR FLOW CONVERTER | S-AIR DISTRIBUTION/VENTILATION | Wittenborg Building | 04 |  | Phoenix Controls Corporation
AIR FLOW CONVERTER | S-AIR DISTRIBUTION/VENTILATION | Wittenborg Building | 04 | 416A | Phoenix Controls Corporation
AIR FLOW CONVERTER | S-AIR DISTRIBUTION/VENTILATION | Wittenborg Building | 04 | 416A | Phoenix Controls Corporation
AIR FLOW CONVERTER | S-AIR DISTRIBUTION/VENTILATION | Wittenborg Building | 04 |  | Phoenix Controls Corporation
AIR FLOW CONVERTER | S-AIR DISTRIBUTION/VENTILATION | Wittenborg Building | 04 | 412A | Phoenix Controls Corporation
AIR FLOW CONVERTER | S-AIR DISTRIBUTION/VENTILATION | Wittenborg Building | 04 | 412B | Phoenix Controls Corporation
AIR FLOW CONVERTER | S-AIR DISTRIBUTION/VENTILATION | Wittenborg Building | 04 | 412 | Phoenix Controls Corporation
AIR FLOW CONVERTER | S-AIR DISTRIBUTION/VENTILATION | Wittenborg Building | 04 | 412 | Phoenix Controls Corporation
AIR FLOW CONVERTER | S-AIR DISTRIBUTION/VENTILATION | Wittenborg Building | 04 |  | Phoenix Controls Corporation
AIR FLOW CONVERTER | S-AIR DISTRIBUTION/VENTILATION | Wittenborg Building | 04 | 408A | Phoenix Controls Corporation
AIR FLOW CONVERTER | S-AIR DISTRIBUTION/VENTILATION | Wittenborg Building | 04 | 408B | Phoenix Controls Corporation
AIR FLOW CONVERTER | S-AIR DISTRIBUTION/VENTILATION | Wittenborg Building | 04 | 408 | Phoenix Controls Corporation
AIR FLOW CONVERTER | S-AIR DISTRIBUTION/VENTILATION | Wittenborg Building | 04 | 408C | Phoenix Controls Corporation
AIR FLOW CONVERTER | S-AIR DISTRIBUTION/VENTILATION | Wittenborg Building | 04 | 411 | Phoenix Controls Corporation
AIR FLOW CONVERTER | S-AIR DISTRIBUTION/VENTILATION | Wittenborg Building | 04 | 411 | Phoenix Controls Corporation
AIR FLOW CONVERTER | S-AIR DISTRIBUTION/VENTILATION | Wittenborg Building | 04 | 409 | Phoenix Controls Corporation
AIR FLOW CONVERTER | S-AIR DISTRIBUTION/VENTILATION | Wittenborg Building | 04 | 409 | Phoenix Controls Corporation
AIR FLOW CONVERTER | S-AIR DISTRIBUTION/VENTILATION | Wittenborg Building | 04 |  | Phoenix Controls Corporation
AIR FLOW CONVERTER | S-AIR DISTRIBUTION/VENTILATION | Wittenborg Building | 04 |  | Phoenix Controls Corporation
AIR FLOW CONVERTER | S-AIR DISTRIBUTION/VENTILATION | Wittenborg Building | 04 |  | Phoenix Controls Corporation
AIR FLOW CONVERTER | S-AIR DISTRIBUTION/VENTILATION | Wittenborg Building | 04 | 409A | Phoenix Controls Corporation
AIR FLOW CONVERTER | S-AIR DISTRIBUTION/VENTILATION | Wittenborg Building | 04 | 404 | Phoenix Controls Corporation
AIR FLOW CONVERTER | S-AIR DISTRIBUTION/VENTILATION | Wittenborg Building | 04 |  | Phoenix Controls Corporation
AIR FLOW CONVERTER | S-AIR DISTRIBUTION/VENTILATION | Wittenborg Building | 04 | 405 | Phoenix Controls Corporation
AIR FLOW CONVERTER | S-AIR DISTRIBUTION/VENTILATION | Wittenborg Building | 04 | 405 | Phoenix Controls Corporation
AIR FLOW CONVERTER | S-AIR DISTRIBUTION/VENTILATION | Wittenborg Building | 03 |  | Phoenix Controls Corporation
AIR FLOW CONVERTER | S-AIR DISTRIBUTION/VENTILATION | Wittenborg Building | 03 |  | Phoenix Controls Corporation
AIR FLOW CONVERTER | S-AIR DISTRIBUTION/VENTILATION | Wittenborg Building | 03 |  | Phoenix Controls Corporation
AIR FLOW CONVERTER | S-AIR DISTRIBUTION/VENTILATION | Wittenborg Building | 03 |  | Phoenix Controls Corporation
AIR FLOW CONVERTER | S-AIR DISTRIBUTION/VENTILATION | Wittenborg Building | 03 |  | Phoenix Controls Corporation
AIR FLOW CONVERTER | S-AIR DISTRIBUTION/VENTILATION | Wittenborg Building | 03 | 315A | Phoenix Controls Corporation
AIR FLOW CONVERTER | S-AIR DISTRIBUTION/VENTILATION | Wittenborg Building | 03 | 315A | Phoenix Controls Corporation
AIR FLOW CONVERTER | S-AIR DISTRIBUTION/VENTILATION | Wittenborg Building | 03 | 315A | Phoenix Controls Corporation
AIR FLOW CONVERTER | S-AIR DISTRIBUTION/VENTILATION | Wittenborg Building | 03 | 315B | Phoenix Controls Corporation
AIR FLOW CONVERTER | S-AIR DISTRIBUTION/VENTILATION | Wittenborg Building | 03 | 315B | Phoenix Controls Corporation
Cooler #14 | S-FOOD SERVICE EQUIPMENT | Wittenborg Building | 03
AIR FLOW CONVERTER | S-AIR DISTRIBUTION/VENTILATION | Wittenborg Building | 03 |  | Phoenix Controls Corporation
AIR FLOW CONVERTER | S-AIR DISTRIBUTION/VENTILATION | Wittenborg Building | 03 |  | Phoenix Controls Corporation
AIR FLOW CONVERTER | S-AIR DISTRIBUTION/VENTILATION | Wittenborg Building | 03 |  | Phoenix Controls Corporation
AIR FLOW CONVERTER | S-AIR DISTRIBUTION/VENTILATION | Wittenborg Building | 03 |  | Phoenix Controls Corporation
AIR FLOW CONVERTER | S-AIR DISTRIBUTION/VENTILATION | Wittenborg Building | 03 |  | Phoenix Controls Corporation
AIR FLOW CONVERTER | S-AIR DISTRIBUTION/VENTILATION | Wittenborg Building | 03 |  | Phoenix Controls Corporation
AIR FLOW CONVERTER | S-AIR DISTRIBUTION/VENTILATION | Wittenborg Building | 03 |  | Phoenix Controls Corporation
AIR FLOW CONVERTER | S-AIR DISTRIBUTION/VENTILATION | Wittenborg Building | 03 |  | Phoenix Controls Corporation
AIR FLOW CONVERTER | S-AIR DISTRIBUTION/VENTILATION | Wittenborg Building | 03 |  | Phoenix Controls Corporation
AIR FLOW CONVERTER | S-AIR DISTRIBUTION/VENTILATION | Wittenborg Building | 03 |  | Phoenix Controls Corporation
AIR FLOW CONVERTER | S-AIR DISTRIBUTION/VENTILATION | Wittenborg Building | 03 |  | Phoenix Controls Corporation
AIR FLOW CONVERTER | S-AIR DISTRIBUTION/VENTILATION | Wittenborg Building | 03 |  | Phoenix Controls Corporation
AIR FLOW CONVERTER | S-AIR DISTRIBUTION/VENTILATION | Wittenborg Building | 03 |  | Phoenix Controls Corporation
AIR FLOW CONVERTER | S-AIR DISTRIBUTION/VENTILATION | Wittenborg Building | 03 |  | Phoenix Controls Corporation
AIR FLOW CONVERTER | S-AIR DISTRIBUTION/VENTILATION | Wittenborg Building | 03 |  | Phoenix Controls Corporation
AIR FLOW CONVERTER | S-AIR DISTRIBUTION/VENTILATION | Wittenborg Building | 03 |  | Phoenix Controls Corporation
AIR FLOW CONVERTER | S-AIR DISTRIBUTION/VENTILATION | Wittenborg Building | 03 |  | Phoenix Controls Corporation
AIR FLOW CONVERTER | S-AIR DISTRIBUTION/VENTILATION | Wittenborg Building | 03 |  | Phoenix Controls Corporation
AIR FLOW CONVERTER | S-AIR DISTRIBUTION/VENTILATION | Wittenborg Building | 03 |  | Phoenix Controls Corporation
AIR FLOW CONVERTER | S-AIR DISTRIBUTION/VENTILATION | Wittenborg Building | 03 |  | Phoenix Controls Corporation
AIR FLOW CONVERTER | S-AIR DISTRIBUTION/VENTILATION | Wittenborg Building | 03 |  | Phoenix Controls Corporation
AIR FLOW CONVERTER | S-AIR DISTRIBUTION/VENTILATION | Wittenborg Building | 03 |  | Phoenix Controls Corporation
AIR FLOW CONVERTER | S-AIR DISTRIBUTION/VENTILATION | Wittenborg Building | 03 |  | Phoenix Controls Corporation
AIR FLOW CONVERTER | S-AIR DISTRIBUTION/VENTILATION | Wittenborg Building | 03 | 309 | Phoenix Controls Corporation
AIR FLOW CONVERTER | S-AIR DISTRIBUTION/VENTILATION | Wittenborg Building | 03 |  | Phoenix Controls Corporation
AIR FLOW CONVERTER | S-AIR DISTRIBUTION/VENTILATION | Wittenborg Building | 03 |  | Phoenix Controls Corporation
AIR FLOW CONVERTER | S-AIR DISTRIBUTION/VENTILATION | Wittenborg Building | 03 | 302 | Phoenix Controls Corporation
AIR FLOW CONVERTER | S-AIR DISTRIBUTION/VENTILATION | Wittenborg Building | 03 | 302 | Phoenix Controls Corporation
AIR FLOW CONVERTER | S-AIR DISTRIBUTION/VENTILATION | Wittenborg Building | 03 |  | Phoenix Controls Corporation
AIR FLOW CONVERTER | S-AIR DISTRIBUTION/VENTILATION | Wittenborg Building | 03 |  | Phoenix Controls Corporation
AIR FLOW CONVERTER | S-AIR DISTRIBUTION/VENTILATION | Wittenborg Building | 03 |  | Phoenix Controls Corporation
AIR FLOW CONVERTER | S-AIR DISTRIBUTION/VENTILATION | Wittenborg Building | 03 |  | Phoenix Controls Corporation
EXHAUST FAN FAC# 8 | S-AIR DISTRIBUTION/VENTILATION | 66 Pauline Garage | 01
EXHAUST FAN FAC#7 | S-AIR DISTRIBUTION/VENTILATION | 66 Pauline Garage | 01
EXHAUST FAN FAC#5 | S-AIR DISTRIBUTION/VENTILATION | 66 Pauline Garage | 01
TRANE A/C UNIT FAC # 21 | S-AIR DISTRIBUTION/VENTILATION | General Educ Bldg | 01 |  |  | C84G02621
EXHAUST FAN FAC# 37 | S-AIR DISTRIBUTION/VENTILATION | General Educ Bldg | R |  | WESTINGHOUSE HEALTH SYSTEMS | 316302
EXHAUST FAN FAC#13 | S-AIR DISTRIBUTION/VENTILATION | General Educ Bldg | R |  | WESTINGHOUSE HEALTH SYSTEMS
EXHAUST FAN FAC#36 | S-AIR DISTRIBUTION/VENTILATION | General Educ Bldg | R |  | WESTINGHOUSE HEALTH SYSTEMS | 326753
EXHAUST FAN FAC#88 | S-AIR DISTRIBUTION/VENTILATION | General Educ Bldg | R |  | WESTINGHOUSE HEALTH SYSTEMS | 316220
EXHAUST FANFAC# MISSING | S-AIR DISTRIBUTION/VENTILATION | General Educ Bldg | R |  | WESTINGHOUSE HEALTH SYSTEMS | 316307
EXHAUST FAN FAC# 78 | S-AIR DISTRIBUTION/VENTILATION | General Educ Bldg | R |  | WESTINGHOUSE HEALTH SYSTEMS | 316312
EXHAUST FAN FAC# 76 | S-AIR DISTRIBUTION/VENTILATION | General Educ Bldg | R |  | WESTINGHOUSE HEALTH SYSTEMS | 316314
EXHAUST FAN FAC #79 | S-AIR DISTRIBUTION/VENTILATION | General Educ Bldg | R |  | WESTINGHOUSE HEALTH SYSTEMS | 316309
EXHAUST FAN FAC #73 | S-AIR DISTRIBUTION/VENTILATION | General Educ Bldg | R |  | WESTINGHOUSE HEALTH SYSTEMS | 316317
EXHAUST FAN FAC #74 | S-AIR DISTRIBUTION/VENTILATION | General Educ Bldg | R |  | WESTINGHOUSE HEALTH SYSTEMS | 316316
EXHAUST FAN FAC #75 | S-AIR DISTRIBUTION/VENTILATION | General Educ Bldg | R |  | WESTINGHOUSE HEALTH SYSTEMS | 316315
EXHAUST FAN FAC# 77 | S-AIR DISTRIBUTION/VENTILATION | General Educ Bldg | R |  | WESTINGHOUSE HEALTH SYSTEMS | 316313
EXHAUST FAN FAC # 80 | S-AIR DISTRIBUTION/VENTILATION | General Educ Bldg | R |  | WESTINGHOUSE HEALTH SYSTEMS | 316308
EXHAUST FAN FAC # 82 | S-AIR DISTRIBUTION/VENTILATION | General Educ Bldg | R |  | WESTINGHOUSE HEALTH SYSTEMS
EXHAUST FAN | S-AIR DISTRIBUTION/VENTILATION | General Educ Bldg | R |  | WESTINGHOUSE HEALTH SYSTEMS | 97E20671
COOLING TOWER FAC# CT-3 | S-COOLING/TOWER | General Educ Bldg | 01 |  |  | 89601361P
CIRCULATING PUMP FOR COOLING TOWER | S-COOLING/CONDENSER WATER SYSTEM | General Educ Bldg | 01 |  |  | 9983A-20442043R118M
COOLING TOWER FAC# CT-2 | S-COOLING/TOWER | General Educ Bldg | 01 |  |  | 76-77J5
CIRCULATING PUMP FOR COOLING TWR FAC# 65 | S-COOLING/CONDENSER WATER SYSTEM | General Educ Bldg | 01 |  |  | DIJ423169
COOLING TOWER FAC# CT-1 | S-COOLING/TOWER | General Educ Bldg | 01 |  |  | 3-1977-76
AIR HANDLER UNIT #3 SUPPLY FAN FAC#98 | S-AIR DISTRIBUTION/VENTILATION | General Educ Bldg | B |  |  | 8-008-22
RETURN FAN # 3 FAC# 38 | S-AIR DISTRIBUTION/VENTILATION | General Educ Bldg | B |  |  | B00819
AIR HANDLER MULTIZONE FAC# 48 | S-AIR DISTRIBUTION/VENTILATION | General Educ Bldg | B |  |  | 7532
MULTI ZONE AIR HANDLER FAC# 41 | S-AIR DISTRIBUTION/VENTILATION | General Educ Bldg | B |  | TRANE | 753293277
AIR HANDLER FAC # 19 | S-AIR DISTRIBUTION/VENTILATION | General Educ Bldg | B |  | TRANE
SUPPLY FAN #1 OR HU#1 FAC#99 | S-AIR DISTRIBUTION/VENTILATION | General Educ Bldg | B |  |  | B00824
AIR HANDLER FAC# 3 | S-AIR DISTRIBUTION/VENTILATION | General Educ Bldg | B |  | TRANE | 2700-730
AHU SUPPLY FAN A FAC# AHUIIB | S-AIR DISTRIBUTION/VENTILATION | General Educ Bldg | B |  | TRANE | B00823
AHU SUPPLY FAN B FAC# AHUIIA | S-AIR DISTRIBUTION/VENTILATION | General Educ Bldg | B |  | TRANE | B00823
EXHAUST FAN FAC # 70 | S-AIR DISTRIBUTION/VENTILATION | General Educ Bldg | B |  | LOREN COOK
CHILLER FAC# CH1 | S-COOLING/CHILLER | General Educ Bldg | B |  |  | 700095
CHILL WATER PUMP FAC # 50 | S-COOLING/CHILL WATER SYSTEM | General Educ Bldg | B |  | BELL and GOSSETT | 1578555
CHILLER FAC# CH2 | S-COOLING/CHILLER | General Educ Bldg | B |  |  | 25175
CHILLER FAC# CH3 | S-COOLING/CHILLER | General Educ Bldg | B |  |  | L90D00974
HOT WATER CIRC PUMP FAC #55 LOOP #3 | S-HEATING/HOT WATER SYSTEM | General Educ Bldg | B |  |  | AA054007
HOT WATER CIRC PUMP FAC #51 LOOP#1 | S-HEATING/HOT WATER SYSTEM | General Educ Bldg | B |  |  | U3960903569
AIR HANDLER MZU#2 FAC# 42 | S-AIR DISTRIBUTION/VENTILATION | General Educ Bldg | B |  |  | 753292278
CHILL WATER CIRC PUMP | S-COOLING/CHILL WATER SYSTEM | General Educ Bldg | B |  | BELL and GOSSETT | H016-A03A021R040M
AIR HANDLER FAC# 46 | S-AIR DISTRIBUTION/VENTILATION | General Educ Bldg | B |  | TRANE | 7536752388
CONDENSATE PUMP | S-STEAM/DISTRIBUTION SYSTEM | General Educ Bldg | B | BOILER R
CONDENSATE PUMP | S-HEATING/HOT WATER SYSTEM | General Educ Bldg | B | BOILER R
BOILER FEEDWATER PUMP FAC# 52 | S-STEAM/DISTRIBUTION SYSTEM | General Educ Bldg | B | BOILER R
BOILER FEEDWATER PUMP FAC#MISSING | S-STEAM/DISTRIBUTION SYSTEM | General Educ Bldg | B | BOILER R
BOILER #3 | S-STEAM/BOILER/WATER TUBE | General Educ Bldg | B | BOILER R |  | WL-2620
BOILER #2 | S-STEAM/BOILER/WATER TUBE | General Educ Bldg | B | BOILER R |  | W-3557
BOILER #1 | S-STEAM/BOILER/WATER TUBE | General Educ Bldg | B | BOILER R |  | WL-2369
HOT WATER CIRC PUMP FAC# 94 | S-HEATING/HOT WATER SYSTEM | General Educ Bldg | B | BOILER R |  | F-9237-00-427
HOT WATER CIRC PUMP FAC#95 | S-HEATING/HOT WATER SYSTEM | General Educ Bldg | B | BOILER R |  | F-9237-00-427
CONDENSATE PUMP FAC# 32 | S-STEAM/DISTRIBUTION SYSTEM | General Educ Bldg | B | BOILER R
CONDENSATE PUMP FAC# 31 | S-STEAM/DISTRIBUTION SYSTEM | General Educ Bldg | B | BOILER R
UNIT HEATER | S-HEATERS, UNIT | General Educ Bldg | B | BOILER R
REDUCED STEAM (UNIT) HEATER | S-HEATERS, UNIT | General Educ Bldg | B | BOILER R
EXHAUST FAN | S-AIR DISTRIBUTION/VENTILATION | General Educ Bldg | B
EXHAUST FAN FAC# 106 | S-AIR DISTRIBUTION/VENTILATION | Molecular Sci Bldg | B |  |  | BG11-62
AIR HANDLER FAC# FCU-2 | S-AIR DISTRIBUTION/VENTILATION | Molecular Sci Bldg | B |  | TRANE
COLD WATER BOOSTER PUMP | S-WATER SYSTEM/EQUIPMENT | Molecular Sci Bldg | G |  |  | EI-23113
HOT WATER PUMP FAC# 76 | S-STEAM/DISTRIBUTION SYSTEM | Molecular Sci Bldg | G |  |  | F-9351-05-228
HOT WATER PUMP FAC# 79 | S-STEAM/DISTRIBUTION SYSTEM | Molecular Sci Bldg | G |  |  | BUN 17 38305
CHILLER CH-2 | S-COOLING/CHILLER | Molecular Sci Bldg | G |  |  | 7237-18512
CHILLER PUMP FAC# 72 | S-COOLING/CHILL WATER SYSTEM | Molecular Sci Bldg | G |  |  | 1132912
CHILLER PUMP FAC# 72 | S-COOLING/CHILL WATER SYSTEM | Molecular Sci Bldg | G |  |  | 39LO31W960H1
CHILLER CIRC PUMP FAC# 70 | S-COOLING/CHILL WATER SYSTEM | Molecular Sci Bldg | G |  |  | B542A1TO67121RO4OF
CHILLER CIRC PUMP FAC#81 | S-COOLING/CHILL WATER SYSTEM | Molecular Sci Bldg | G
EXHAUST FAN | S-AIR DISTRIBUTION/VENTILATION | Molecular Sci Bldg | G
CHILLER | S-COOLING/CHILLER | Molecular Sci Bldg | G |  |  | 8293
CONDENSATE PUMP | S-PUMPS | Molecular Sci Bldg | G |  |  | 8-3GO433-01
CONDENSATE PUMP | S-PUMPS | Molecular Sci Bldg | G
EXHAUST FAN BATHROOM | S-AIR DISTRIBUTION/VENTILATION | Molecular Sci Bldg | G |  | WESTINGHOUSE HEALTH SYSTEMS
AIR HANDLER #4 | S-AIR DISTRIBUTION/VENTILATION | Molecular Sci Bldg | G |  | MCQUAY | SG3UA00581-04
HOT WATER CIRC PUMP P-1 | S-HEATING/HOT WATER SYSTEM | Molecular Sci Bldg | G
UNIT HEATER | S-HEATERS, UNIT | Molecular Sci Bldg | G |  |  | 7-UL0010400
AIR HANDLER UNIT #5 | S-AIR DISTRIBUTION/VENTILATION | Molecular Sci Bldg | G |  | MCQUAY | SG3AU00094-04
FAN COIL UNIT (FCU-2) | S-AIR DISTRIBUTION/COILS, FAN CO | Molecular Sci Bldg | G
A/C CONDENSING UNIT | S-AIR CONDITIONERS/PACKAGED | Molecular Sci Bldg | G |  | YORK, NATIONAL | NGCM065624
A/C CONDENSING UNIT | S-AIR CONDITIONERS/PACKAGED | Molecular Sci Bldg | G |  | YORK, NATIONAL
EXHAUST FAN FAC# F-5 | S-AIR DISTRIBUTION/VENTILATION | Molecular Sci Bldg | G |  | WESTINGHOUSE HEALTH SYSTEMS | 823924200 10FZ
EXHAUST FAN | S-AIR DISTRIBUTION/VENTILATION | Molecular Sci Bldg | G |  | WESTINGHOUSE HEALTH SYSTEMS | MM337001
AIR HANDLER UNIT # 6 | S-AIR DISTRIBUTION/VENTILATION | Molecular Sci Bldg | G |  | TRANE | 34A00095-06
UNIT HEATER | S-HEATERS, UNIT | Molecular Sci Bldg | ROOF | PENTH
AIR HANDLER FAC# 58 | S-AIR DISTRIBUTION/VENTILATION | Molecular Sci Bldg | ROOF | PENTH | TRANE | K81645338
CIRC PUMP (FOR AHU1) FAC# 73 | S-COOLING/CHILL WATER SYSTEM | Molecular Sci Bldg | ROOF | PENTH | BELL and GOSSETT | M24791
RETURN AIR FAN FAC# 63 | S-AIR DISTRIBUTION/VENTILATION | Molecular Sci Bldg | ROOF | PENTH |  | K81L45200
AIR HANDLING UNIT # 2 FAC# 60 | S-AIR DISTRIBUTION/VENTILATION | Molecular Sci Bldg | ROOF | PENTH | TRANE | KB2C53611
CIRC PUMP | S-HEATING/HOT WATER SYSTEM | Molecular Sci Bldg | ROOF | PENTH
UNIT HEATER | S-HEATERS, UNIT | Molecular Sci Bldg | ROOF | PENTH |  | UHSA-16CW-2AAF
RETURN AIR FAN | S-AIR DISTRIBUTION/VENTILATION | Molecular Sci Bldg | ROOF | PENTH
EXHAUST FAN | S-AIR DISTRIBUTION/VENTILATION | Molecular Sci Bldg | ROOF |  | LOREN COOK
UNIT HEATER | S-HEATERS, UNIT | Molecular Sci Bldg | G |  |  | 4DH40VC12-712
CLEAN ROOM SUPPLY FANS FAC# 102 | S-AIR DISTRIBUTION/VENTILATION | Molecular Sci Bldg | 08 | 811
CLEAN ROOM SUPPLY FANS FAC#99 | S-AIR DISTRIBUTION/VENTILATION | Molecular Sci Bldg | 07 | 711
CLEAN ROOM SUPPLY FANS FAC#100 | S-AIR DISTRIBUTION/VENTILATION | Molecular Sci Bldg | 07 | 716
CLEAN ROOM SUPPLY FANS FAC#90 | S-AIR DISTRIBUTION/VENTILATION | Molecular Sci Bldg | 06 | 611
CLEAN ROOM SUPPLY FANS FAC#91 | S-AIR DISTRIBUTION/VENTILATION | Molecular Sci Bldg | 06
CLEAN ROOM SUPPLY FANS FAC#94 | S-AIR DISTRIBUTION/VENTILATION | Molecular Sci Bldg | 06 | 622
CLEAN ROOM SUPPLY FANS FAC#101 | S-AIR DISTRIBUTION/VENTILATION | Molecular Sci Bldg | 07 | 721
CLEAN ROOM SUPPLY FANS FAC#3 | S-AIR DISTRIBUTION/VENTILATION | Molecular Sci Bldg | 04
CLEAN ROOM SUPPLY FANS FAC#85 | S-AIR DISTRIBUTION/VENTILATION | Molecular Sci Bldg | 02 | 215
CLEAN ROOM FAN- AHU FAC# 56 | S-AIR DISTRIBUTION/VENTILATION | Molecular Sci Bldg | 01 | 111 | TRANE
CLEAN ROOM FAN- AHU FAC#65 | S-AIR DISTRIBUTION/VENTILATION | Molecular Sci Bldg | 01 | 123 | TRANE
CLEAN ROOM FAN- AHU FAC#66 | S-AIR DISTRIBUTION/VENTILATION | Molecular Sci Bldg | 02 | 211 | TRANE
SUPPLYFAN TO CHEMICAL HOOD FAC# 127 | S-AIR DISTRIBUTION/VENTILATION | Molecular Sci Bldg | ROOF
SUPPLYFAN TO CHEMICAL HOOD FAC# 128 | S-AIR DISTRIBUTION/VENTILATION | Molecular Sci Bldg | ROOF
SUPPLY FAN TO CHEMICAL HOOD FAC# 129 | S-AIR DISTRIBUTION/VENTILATION | Molecular Sci Bldg | ROOF
SUPPLY FAN TO CHEMICAL HOOD FAC# 130 | S-AIR DISTRIBUTION/VENTILATION | Molecular Sci Bldg | ROOF
SUPPLY FAN TO CHEMICAL HOOD FAC# 131 | S-AIR DISTRIBUTION/VENTILATION | Molecular Sci Bldg | ROOF
SUPPLY FAN TO CHEMICAL HOOD FAC# 132 | S-AIR DISTRIBUTION/VENTILATION | Molecular Sci Bldg | ROOF
SUPPLY FAN TO CHEMICAL HOOD FAC# 140 | S-AIR DISTRIBUTION/VENTILATION | Molecular Sci Bldg | ROOF
SUPPLY FAN TO CHEMICAL HOOD FAC# 121 | S-AIR DISTRIBUTION/VENTILATION | Molecular Sci Bldg | ROOF
SUPPLY FAN TO CHEMICAL HOOD FAC#48 | S-AIR DISTRIBUTION/VENTILATION | Molecular Sci Bldg | ROOF
SUPPLY FAN TO CHEMICAL HOOD FAC#122 | S-AIR DISTRIBUTION/VENTILATION | Molecular Sci Bldg | ROOF
SUPPLY FAN TO CHEMICAL HOOD FAC#123 | S-AIR DISTRIBUTION/VENTILATION | Molecular Sci Bldg | ROOF
SUPPLY FAN TO CHEMICAL HOOD FAC#124 | S-AIR DISTRIBUTION/VENTILATION | Molecular Sci Bldg | ROOF
SUPPLY FAN TO CHEMICAL HOOD FAC#125 | S-AIR DISTRIBUTION/VENTILATION | Molecular Sci Bldg | ROOF
SUPPLY FAN TO CHEMICAL HOOD FAC#116 | S-AIR DISTRIBUTION/VENTILATION | Molecular Sci Bldg | ROOF
SUPPLY FAN CHEMICAL HOODS FAC#117 | S-AIR DISTRIBUTION/VENTILATION | Molecular Sci Bldg | ROOF
SUPPLY FAN CHEMICAL HOODS FAC#118 | S-AIR DISTRIBUTION/VENTILATION | Molecular Sci Bldg | ROOF
SUPPLY FAN CHEMICAL HOODS FAC#119 | S-AIR DISTRIBUTION/VENTILATION | Molecular Sci Bldg | ROOF
SUPPLY FAN CHEMICAL HOODS FAC#120 | S-AIR DISTRIBUTION/VENTILATION | Molecular Sci Bldg
SUPPLY FAN TO CHEMICAL HOOD FAC#115 | S-AIR DISTRIBUTION/VENTILATION | Molecular Sci Bldg | ROOF
SUPPLY FAN TO EQUIP HOOD FAC# 113 | S-AIR DISTRIBUTION/VENTILATION | Molecular Sci Bldg | ROOF
SUPPLY FAN TO EQUIP HOOD FAC# 114 | S-AIR DISTRIBUTION/VENTILATION | Molecular Sci Bldg | ROOF
CONDENSING UNIT | S-AIR CONDITIONERS/PACKAGED | Molecular Sci Bldg | ROOF |  | YORK, NATIONAL
SUPPLY FAN TO EQUIP HOOD FAC# 112 | S-AIR DISTRIBUTION/VENTILATION | Molecular Sci Bldg | ROOF
SUPPLY AIR TO EQUIP HOOD FAC# 111 | S-AIR DISTRIBUTION/VENTILATION | Molecular Sci Bldg | ROOF
AIR HANDLER UNIT | S-AIR DISTRIBUTION/VENTILATION | Molecular Sci Bldg | 07 | 720
SUPPLY AIR TO EQUIP HOOD FAC# 110 | S-AIR DISTRIBUTION/VENTILATION | Molecular Sci Bldg | ROOF
SUPPLY AIR TO EQUIP HOOD FAC# 109 | S-AIR DISTRIBUTION/VENTILATION | Molecular Sci Bldg | ROOF
CONVECTOR/FAN COIL UNIT | S-AIR DISTRIBUTION/COILS, FAN CO | Molecular Sci Bldg | G
CONDENSATE PUMP W/ WELL | S-STEAM/DISTRIBUTION SYSTEM | Dunn Building | 01
ROOM EXHAUST & RETURN SYSTEM | S-AIR DISTRIBUTION/VENTILATION | Coleman Bldg | B
ROOM EXHAUST & RETURN SYSTEM | S-AIR DISTRIBUTION/VENTILATION | Coleman Bldg | B
ROOM EXHAUST & RETURN SYSTEM | S-AIR DISTRIBUTION/VENTILATION | Coleman Bldg | B
ROOM EXHAUST & RETURN SYSTEM | S-AIR DISTRIBUTION/VENTILATION | Coleman Bldg | B
ROOM EXHAUST & RETURN SYSTEM | S-AIR DISTRIBUTION/VENTILATION | Coleman Bldg | B
ROOM EXHAUST & RETURN SYSTEM | S-AIR DISTRIBUTION/VENTILATION | Coleman Bldg | B
ROOM EXHAUST & RETURN SYSTEM | S-AIR DISTRIBUTION/VENTILATION | Coleman Bldg | B
ROOM EXHAUST & RETURN SYSTEM | S-AIR DISTRIBUTION/VENTILATION | Coleman Bldg | B
ROOM EXHAUST & RETURN SYSTEM | S-AIR DISTRIBUTION/VENTILATION | Coleman Bldg | B
ROOM EXHAUST & RETURN SYSTEM | S-AIR DISTRIBUTION/VENTILATION | Coleman Bldg | B
ROOM EXHAUST & RETURN SYSTEM | S-AIR DISTRIBUTION/VENTILATION | Coleman Bldg | B
ROOM EXHAUST & RETURN SYSTEM | S-AIR DISTRIBUTION/VENTILATION | Coleman Bldg | B
ROOM EXHAUST & RETURN SYSTEM | S-AIR DISTRIBUTION/VENTILATION | Coleman Bldg | B
ROOM EXHAUST & RETURN SYSTEM | S-AIR DISTRIBUTION/VENTILATION | Coleman Bldg | B
ROOM EXHAUST & RETURN SYSTEM | S-AIR DISTRIBUTION/VENTILATION | Coleman Bldg | B
ROOM EXHAUST & RETURN SYSTEM | S-AIR DISTRIBUTION/VENTILATION | Coleman Bldg | B
ROOM EXHAUST & RETURN SYSTEM | S-AIR DISTRIBUTION/VENTILATION | Coleman Bldg | B
ROOM EXHAUST AND RETURN SYSTEMS | S-AIR DISTRIBUTION/VENTILATION | Coleman Bldg | B
ROOM EXHAUST AND RETURN SYSTEMS | S-AIR DISTRIBUTION/VENTILATION | Coleman Bldg | B
VAV BOX -REHEAT COIL | S-AIR DISTRIBUTION/VENTILATION | Coleman Bldg | 01
VAV BOX -REHEAT COIL | S-AIR DISTRIBUTION/VENTILATION | Coleman Bldg | 01
VAV BOX -REHEAT COIL | S-AIR DISTRIBUTION/VENTILATION | Coleman Bldg | 01
VAV BOX -REHEAT COIL | S-AIR DISTRIBUTION/VENTILATION | Coleman Bldg | 01
VAV BOX -REHEAT COIL | S-AIR DISTRIBUTION/VENTILATION | Coleman Bldg | 01
VAV BOX -REHEAT COIL | S-AIR DISTRIBUTION/VENTILATION | Coleman Bldg | 01
VAV BOX -REHEAT COIL | S-AIR DISTRIBUTION/VENTILATION | Coleman Bldg | 01
VAV BOX -REHEAT COIL | S-AIR DISTRIBUTION/VENTILATION | Coleman Bldg | 01
VAV BOX -REHEAT COIL | S-AIR DISTRIBUTION/VENTILATION | Coleman Bldg | 01
VAV BOX -REHEAT COIL | S-AIR DISTRIBUTION/VENTILATION | Coleman Bldg | 01
VAV BOX -REHEAT COIL | S-AIR DISTRIBUTION/VENTILATION | Coleman Bldg | 01
VAV BOX -REHEAT COIL | S-AIR DISTRIBUTION/VENTILATION | Coleman Bldg | 01
VAV BOX -REHEAT COIL | S-AIR DISTRIBUTION/VENTILATION | Coleman Bldg | 01
VAV BOX -REHEAT COIL | S-AIR DISTRIBUTION/VENTILATION | Coleman Bldg | 01
VAV BOX -REHEAT COIL | S-AIR DISTRIBUTION/VENTILATION | Coleman Bldg | 01
VAV BOX -REHEAT COIL | S-AIR DISTRIBUTION/VENTILATION | Coleman Bldg | 01
VAV BOX -REHEAT COIL | S-AIR DISTRIBUTION/VENTILATION | Coleman Bldg | 01
VAV BOX -REHEAT COIL | S-AIR DISTRIBUTION/VENTILATION | Coleman Bldg | 01
VAV BOX -REHEAT COIL | S-AIR DISTRIBUTION/VENTILATION | Coleman Bldg | 01
VAV BOX -REHEAT COIL | S-AIR DISTRIBUTION/VENTILATION | Coleman Bldg | 01
VAV BOX -REHEAT COIL | S-AIR DISTRIBUTION/VENTILATION | Coleman Bldg | 01
VAV BOX -REHEAT COIL | S-AIR DISTRIBUTION/VENTILATION | Coleman Bldg | 01
VAV BOX -REHEAT COIL | S-AIR DISTRIBUTION/VENTILATION | Coleman Bldg | 01
VAV BOX -REHEAT COIL | S-AIR DISTRIBUTION/VENTILATION | Coleman Bldg | 01
VAV BOX -REHEAT COIL | S-AIR DISTRIBUTION/VENTILATION | Coleman Bldg | 01
VAV BOX -REHEAT COIL | S-AIR DISTRIBUTION/VENTILATION | Coleman Bldg | 01 | B137
VAV BOX -REHEAT COIL | S-AIR DISTRIBUTION/VENTILATION | Coleman Bldg | 01 | B137
VAV BOX -REHEAT COIL | S-AIR DISTRIBUTION/VENTILATION | Coleman Bldg | 01 | B137
VAV BOX -REHEAT COIL | S-AIR DISTRIBUTION/VENTILATION | Coleman Bldg | 01 | B150
VAV BOX -REHEAT COIL | S-AIR DISTRIBUTION/VENTILATION | Coleman Bldg | 01
VAV BOX -REHEAT COIL | S-AIR DISTRIBUTION/VENTILATION | Coleman Bldg | 01
VAV BOX-REHEAT COIL | S-AIR DISTRIBUTION/VENTILATION | Coleman Bldg | 01 | B136
VAV BOX-REHEAT COIL | S-AIR DISTRIBUTION/VENTILATION | Coleman Bldg | 01 | B136
VAV BOX-REHEAT COIL | S-AIR DISTRIBUTION/VENTILATION | Coleman Bldg | 01
Heating Boiler | S-HEATING/HOT WATER BOILER | Phi Chi House | B
AHU # (LIEBERT) | S-AIR CONDITIONERS/PACKAGED | Johnson Bldg | 01 |  | LIEBERT CORPORATION
A/C CONDENSING UNIT FAC#39 | S-AIR CONDITIONERS/PACKAGED | Nash Building | 01 |  | YORK, NATIONAL | 9911461234
"A/C CONDENSING UNIT ""A"" FAC#83" | S-AIR CONDITIONERS/PACKAGED | Nash Building | R |  | YORK, NATIONAL | 112431985
ROOM EXHAUST & RETURN SYSTEM | S-AIR DISTRIBUTION/VENTILATION | Coleman Bldg | B
ROOM EXHAUST & RETURN SYSTEM | S-AIR DISTRIBUTION/VENTILATION | Coleman Bldg | B
ROOM EXHAUST & RETURN SYSTEM | S-AIR DISTRIBUTION/VENTILATION | Coleman Bldg | B
ROOM EXHAUST & RETURN SYSTEM | S-AIR DISTRIBUTION/VENTILATION | Coleman Bldg | B
ROOM EXHAUST & RETURN SYSTEM | S-AIR DISTRIBUTION/VENTILATION | Coleman Bldg | B
BLOWER MOTOR FOR RAF#1 | S-ELEC.MOTORS | Dunn Building | 01 |  |  | 75-2825
RETURN AIR FAN #1 | S-AIR DISTRIBUTION/VENTILATION | Dunn Building | 01 |  |  | 1433281
WATER HEATERCIRC PUMP | S-HEATING/HOT WATER SYSTEM | Crowe Bldg | G
Cooler #54 | S-FOOD SERVICE EQUIPMENT | General Educ Bldg | 02
UNIT HEATER | S-HEATERS, UNIT | 66 Pauline Garage | B
EXHAUST FAN FAC # 6 | S-AIR DISTRIBUTION/VENTILATION | 66 Pauline Garage | B
SPLIT SYSTEM A/C CONDENSE CH-4 FAC# 39 | S-AIR CONDITIONERS/PACKAGED | Doctors Office Bldg | R |  | CARRIER | 4592F24238
EXHAUST FAN FAC # 22 | S-AIR DISTRIBUTION/VENTILATION | Doctors Office Bldg | R
EXHAUST FAN EF-1 | S-AIR DISTRIBUTION/VENTILATION | Doctors Office Bldg | R |  | LOREN COOK
EXHAUST FAN FAC # 24 | S-AIR DISTRIBUTION/VENTILATION | Doctors Office Bldg | R
EXHAUST FAN FAC # 27-8 | S-AIR DISTRIBUTION/VENTILATION | Doctors Office Bldg | R |  |  | 3581795680
EXHAUST FAN FAC #26 | S-AIR DISTRIBUTION/VENTILATION | Doctors Office Bldg | R |  | WESTINGHOUSE HEALTH SYSTEMS
EXHAUST FAN- DISCONNECTED | S-AIR DISTRIBUTION/VENTILATION | Doctors Office Bldg | R |  |  | 35H17955A
EXHAUST FAN-ROOF MOUNTED FAC#23 | S-AIR DISTRIBUTION/VENTILATION | Doctors Office Bldg | R |  |  | 35H17956A
EXHAUST FAN-ROOF MOUNTED FAC # 20 | S-AIR DISTRIBUTION/VENTILATION | Doctors Office Bldg | R |  |  | 10TF-10681A
EXHAUST FAN FAC # 21 | S-AIR DISTRIBUTION/VENTILATION | Doctors Office Bldg | R
SPLIT SYSTEM A/C CONDENSER LH-1 FAC# 14 | S-AIR CONDITIONERS/PACKAGED | Doctors Office Bldg | R |  | CARRIER | 4602F90015
SPLIT SYSTEM A/C CONDENSER CH-2 | S-AIR CONDITIONERS/PACKAGED | Doctors Office Bldg | R |  | CARRIER | 1300F89401
AHU #2 | S-AIR DISTRIBUTION/VENTILATION | Doctors Office Bldg | R |  | TRANE | K3K246700
AHU #1 | S-AIR DISTRIBUTION/VENTILATION | Doctors Office Bldg | R |  | TRANE | K3K246 701
HOT WATER PUMP | S-HEATING/HOT WATER SYSTEM | Coleman Bldg | B
HOT WATER PUMP | S-HEATING/HOT WATER SYSTEM | Coleman Bldg | B |  |  | SRE 14011-1201
AIR HANDLER UNIT 1-5 FAC# 37 | S-AIR DISTRIBUTION/VENTILATION | Coleman Bldg | B |  | TRANE | 780R77702
#10 CHILLED WATER PUMP | S-COOLING/CHILL WATER SYSTEM | Coleman Bldg | B
#11 CHILLED WATER PUMP | S-COOLING/CHILL WATER SYSTEM | Coleman Bldg | B
"#1 CHILLER ""CH-1""" | S-COOLING/CHILLER | Coleman Bldg | B |  |  | 202374
"#2 CHILLER ""CH-2""" | S-COOLING/CHILLER | Coleman Bldg | B
#2 BOILER | S-STEAM/BOILER/WATER TUBE | Coleman Bldg | B |  |  | L-63276
#1 BOILER | S-STEAM/BOILER/WATER TUBE | Coleman Bldg | B |  |  | L-03275
#1 FEED WATER PUMP | S-STEAM/DISTRIBUTION SYSTEM | Coleman Bldg | B
#2 FEED WATER PUMP | S-STEAM/DISTRIBUTION SYSTEM | Coleman Bldg | B
#3 FEED WATER PUMP | S-STEAM/DISTRIBUTION SYSTEM | Coleman Bldg | B
CONDENSATE RETURN PUMP # 1 FAC#58 | S-STEAM/DISTRIBUTION SYSTEM | Coleman Bldg | B
CONDENSATE PUMP # 2 | S-STEAM/DISTRIBUTION SYSTEM | Coleman Bldg | B
HW BOILER WATER HEATER #1 | S-WATER SYSTEM/EQUIPMENT | Coleman Bldg | B
HW BOILER WATER HEATER #2 | S-WATER SYSTEM/EQUIPMENT | Coleman Bldg | B
UNIT HEATER | S-HEATERS, UNIT | Coleman Bldg | B
UNIT HEATER | S-HEATERS, UNIT | Coleman Bldg | B
INTAKE FAN MOTOR | S-AIR DISTRIBUTION/VENTILATION | Coleman Bldg | B
UNIT HEATER | S-HEATERS, UNIT | Coleman Bldg | B
AIR HANDLER UNIT 1-1 | S-AIR DISTRIBUTION/VENTILATION | Coleman Bldg | 01 | A107 |  | 780477700
AIR HANDLER UNIT 1-2 FAC# 34 | S-AIR DISTRIBUTION/VENTILATION | Coleman Bldg | 01 | A107 | CARRIER | 780477101
AIR HANDLER UNIT 1-3 FAC# 35 | S-AIR DISTRIBUTION/VENTILATION | Coleman Bldg | 01 | A107 | CARRIER
CONDENSATE RETURN SYSTEM | S-STEAM/DISTRIBUTION SYSTEM | Coleman Bldg | 01 | A107
CONDENSATE RETURN SYSTEM | S-STEAM/DISTRIBUTION SYSTEM | Coleman Bldg | 01 | A107
AIR HANDLER UNIT 1-4 | S-AIR DISTRIBUTION/VENTILATION | Coleman Bldg | 01 |  | TRANE | 780777952
AIR HANDLER FOR ELEV ROOM | S-AIR DISTRIBUTION/VENTILATION | Coleman Bldg | B | F001
Cooler #29 | S-FOOD SERVICE EQUIPMENT | Coleman Bldg | 01 | B128
Cooler #28 | S-FOOD SERVICE EQUIPMENT | Coleman Bldg | 01 | B123
AIR HANDLER UNIT 2-3 FAC# 43 | S-AIR DISTRIBUTION/VENTILATION | Coleman Bldg | 02 | C231 | TRANE
CONDENSING UNIT FOR WALKIN FREEZER | S-REFRIGERATION | Coleman Bldg | 02 |  | COPELAND
AIR HANDLER UNIT 2-1 FAC# 39 | S-AIR DISTRIBUTION/VENTILATION | Coleman Bldg | 02 | C231 | TRANE | 781077968
AIR HANDLER UNIT 2-2 FAC#41 | S-AIR DISTRIBUTION/VENTILATION | Coleman Bldg | 02 | C231 | TRANE
AIR HANDLER UNIT 2-4 | S-AIR DISTRIBUTION/VENTILATION | Coleman Bldg | 02 | C231 | TRANE
AIR HANDLER UNIT 3-3 | S-AIR DISTRIBUTION/VENTILATION | Coleman Bldg | 03 | C333 | TRANE | 781179646
AIR HANDLER UNIT 3-1 FAC# 45 | S-AIR DISTRIBUTION/VENTILATION | Coleman Bldg | 03 | C333 | TRANE
DUAL FAN CONDENSER W/ COMPRESSOR | S-HEAT PUMPS | Coleman Bldg | 03 |  |  | AHA24GOZXF
FREEZER CONDENSER # G319 | S-REFRIGERATION | Coleman Bldg | 03
AIR HANDLER UNIT # 3-2 FAC# 46 | S-AIR DISTRIBUTION/VENTILATION | Coleman Bldg | 03 |  | TRANE | 781074645
AIR HANDLER UNIT 3-4 FAC# 49 | S-AIR DISTRIBUTION/VENTILATION | Coleman Bldg | 03 | C333
COOLING TOWER FAN # 1 | S-COOLING/TOWER | Coleman Bldg | 01
COOLING TOWER FAN #2 | S-COOLING/TOWER | Coleman Bldg | 01
LIEBERT UNIT | S-AIR CONDITIONERS/PACKAGED | Coleman Bldg | 02 | H235 | LIEBERT CORPORATION
ROOF EXHAUST FAN | S-AIR DISTRIBUTION/VENTILATION | Coleman Bldg | ROOF |  | SNYDER GENERAL
FOOD STORAGE COOLE CONDENSING UNIT | S-REFRIGERATION | Coleman Bldg | ROOF
EXHAUST FAN | S-AIR DISTRIBUTION/VENTILATION | 66 Pauline Garage | L8 |  |  | 90014 1421
A/C CONDENSER UNIT-DUAL FAN | S-AIR CONDITIONERS/PACKAGED | 66 Pauline Annex | R |  | YORK, NATIONAL | 3M137
A/C CONDENSER UNIT-DUAL FAN | S-AIR CONDITIONERS/PACKAGED | 66 Pauline Annex | R |  | YORK, NATIONAL | 3998G30453
A/C CONDENSER UNIT | S-AIR CONDITIONERS/PACKAGED | 66 Pauline Annex | R |  | YORK, NATIONAL
A/C CONDENSER UNIT-DUAL FAN | S-AIR CONDITIONERS/PACKAGED | 66 Pauline Annex | R |  | YORK, NATIONAL | 3M 13744
AIR HANDLER UNIT | S-AIR DISTRIBUTION/VENTILATION | Student-Alumni Ctr | 01 |  | TRANE
CONDENSATE RETURN - DUAL PUMPS | S-STEAM/DISTRIBUTION SYSTEM | Dunn Building | 01 |  |  | C-387
HOT WATER BOILER #1 | S-HEATING/HOT WATER BOILER | Van Vleet Cancer Ctr | B | BOILER | SEMCO | AN-157089
STEAM BOILER #2 | S-REFRIGERATION | Van Vleet Cancer Ctr | B | BOILER
HEATING HOT WATER CIRC PUMP | S-HEATING/HOT WATER SYSTEM | Van Vleet Cancer Ctr | B | BOILER |  | 2089443
HEATING HOT WATER CIRC PUMP | S-HEATING/HOT WATER SYSTEM | Van Vleet Cancer Ctr | B | BOILER |  | 2089444
HEATING HOT WATER CIRC PUMP | S-HEATING/HOT WATER SYSTEM | Van Vleet Cancer Ctr | B | BOILER | BELL and GOSSETT
AIR HANDLER UNIT # 5 | S-AIR DISTRIBUTION/VENTILATION | Van Vleet Cancer Ctr | B |  | TRANE
"CHILLER ""CH1""" | S-COOLING/CHILLER | Van Vleet Cancer Ctr | B |  |  | L99A00292
"CHILLED WATER CIRC PUMP ""P-3""" | S-COOLING/CHILL WATER SYSTEM | Van Vleet Cancer Ctr | B |  | BELL and GOSSETT | 2068624
"CHILLED WATER CIRC PUMP ""P-2""" | S-COOLING/CHILL WATER SYSTEM | Van Vleet Cancer Ctr | B |  | BELL and GOSSETT
"CONDENSER WATER CIRC PUMP ""P-1""" | S-COOLING/CHILL WATER SYSTEM | Van Vleet Cancer Ctr | B |  | BELL and GOSSETT | 2092193
"EXHAUST FAN ""EF-1""" | S-AIR DISTRIBUTION/VENTILATION | Van Vleet Cancer Ctr | B
EXHAUST FAN | S-AIR DISTRIBUTION/VENTILATION | Van Vleet Cancer Ctr | B |  |  | 9BL19680
UNIT HEATER | S-HEATERS, UNIT, FUEL-FIRED | Van Vleet Cancer Ctr | B
"EXHAUST FAN ""EF-10"" (FLAMM STORAGE)" | S-AIR DISTRIBUTION/VENTILATION | Van Vleet Cancer Ctr | ROOF
COOLING TOWER | S-COOLING/TOWER | Van Vleet Cancer Ctr | ROOF |  |  | NC5231GS 137604-002-
AIR HANDLER UNIT FAC# 12 | S-AIR DISTRIBUTION/VENTILATION | Van Vleet Cancer Ctr | 01 |  | TRANE
"RETURN AIR FAN ""RAF-1""" | S-AIR DISTRIBUTION/VENTILATION | Van Vleet Cancer Ctr | 01
AIR HANDLER UNIT # 1 FAC# 5 | S-AIR DISTRIBUTION/VENTILATION | Van Vleet Cancer Ctr | 01 |  |  | 781575622
RETURN AIR FAN FOR AHU-2 FAC# 8 | S-AIR DISTRIBUTION/VENTILATION | Van Vleet Cancer Ctr | B
AIR HANDLER UNIT #2 FAC# 7 SERVER LAB&OF | S-AIR DISTRIBUTION/VENTILATION | Van Vleet Cancer Ctr | B |  | TRANE
UNIT HEATER | S-HEATERS, UNIT | Van Vleet Cancer Ctr | B
AIR HANDLER UNIT #3 (HEAT FOR ALL FLOORS | S-AIR DISTRIBUTION/VENTILATION | Van Vleet Cancer Ctr | B |  |  | 781575623
CONDENSATE RETURN SYSTEM | S-STEAM/DISTRIBUTION SYSTEM | Van Vleet Cancer Ctr | B
AIR HANDLER UNIT #4 | S-AIR DISTRIBUTION/VENTILATION | Van Vleet Cancer Ctr | 01 |  | TRANE
UNIT HEATER | S-HEATERS, UNIT | Van Vleet Cancer Ctr | 01
ELECTRIC BOILER | S-HEATING/HOT WATER BOILER | Van Vleet Cancer Ctr | 01 |  |  | 0199-54906
ELECTRIC BOILER | S-HEATING/HOT WATER BOILER | Van Vleet Cancer Ctr | 01 |  |  | 0199-54731
ELECTRIC BOILER | S-HEATING/HOT WATER BOILER | Van Vleet Cancer Ctr | 01 |  |  | 0199-54905
HOT WATER CIRC PUMP | S-HEATING/HOT WATER SYSTEM | Van Vleet Cancer Ctr | 01 |  |  | 2.12E+95
CHILLED WATER CIRC PUMP | S-COOLING/CHILL WATER SYSTEM | Van Vleet Cancer Ctr | 01 |  |  | 2.16E+95
AIR HANDLER UNIT FAC# 10 | S-AIR DISTRIBUTION/VENTILATION | Van Vleet Cancer Ctr | 03 | S326 | TRANE
AHU | S-AIR DISTRIBUTION/VENTILATION | Van Vleet Cancer Ctr | 03 | S308 | TRANE
AIR HANDLER UNIT FAC# 14 | S-AIR DISTRIBUTION/VENTILATION | Van Vleet Cancer Ctr | 03 | S309 | TRANE
EXHAUST FAN | S-AIR DISTRIBUTION/VENTILATION | Van Vleet Cancer Ctr | ROOF
AIR HANDLER UNIT FAC# 17 | S-AIR DISTRIBUTION/VENTILATION | Van Vleet Cancer Ctr | 02 |  | TRANE
AIR HANDLER UNIT | S-AIR DISTRIBUTION/VENTILATION | Van Vleet Cancer Ctr | 02 | S218 | TRANE
AIR HANDLER UNIT | S-AIR DISTRIBUTION/VENTILATION | Van Vleet Cancer Ctr | 02
AIR HANDLER UNIT | S-AIR DISTRIBUTION/VENTILATION | Van Vleet Cancer Ctr | 02 |  | YORK, NATIONAL | L9833 13497
AIR HANDLER UNIT FAC# 4 | S-AIR DISTRIBUTION/VENTILATION | Van Vleet Cancer Ctr | 01 |  |  | KBE23944
AIR HANDLER UNIT FAC# 2 | S-AIR DISTRIBUTION/VENTILATION | Van Vleet Cancer Ctr | 01
"EXHAUST FAN # ""EF-4""" | S-AIR DISTRIBUTION/VENTILATION | Van Vleet Cancer Ctr | ROOF |  | WESTINGHOUSE HEALTH SYSTEMS
"EXHAUST FAN # ""EF-15""" | S-AIR DISTRIBUTION/VENTILATION | Van Vleet Cancer Ctr | ROOF |  | WESTINGHOUSE HEALTH SYSTEMS
EXHAUST FAN | S-AIR DISTRIBUTION/VENTILATION | Van Vleet Cancer Ctr | ROOF |  | WESTINGHOUSE HEALTH SYSTEMS
EXHAUST FAN | S-AIR DISTRIBUTION/VENTILATION | Van Vleet Cancer Ctr | ROOF |  | WESTINGHOUSE HEALTH SYSTEMS
EXHAUST FAN # EF-5 FOR RM 227 | S-AIR DISTRIBUTION/VENTILATION | Van Vleet Cancer Ctr | ROOF |  | WESTINGHOUSE HEALTH SYSTEMS
EXHAUST FAN # EF-4 FOR REST ROOMS | S-AIR DISTRIBUTION/VENTILATION | Van Vleet Cancer Ctr | ROOF |  | WESTINGHOUSE HEALTH SYSTEMS
EXHAUST FAN # EF-7 FOR ROOM 110 | S-AIR DISTRIBUTION/VENTILATION | Van Vleet Cancer Ctr | ROOF |  | WESTINGHOUSE HEALTH SYSTEMS | 496638
EXHAUST FAN # EF-6 FOR ROOM224 | S-AIR DISTRIBUTION/VENTILATION | Van Vleet Cancer Ctr | ROOF |  | WESTINGHOUSE HEALTH SYSTEMS | 496637
EXHAUST FAN # EF-8 FOR 1ST FLR LAB | S-AIR DISTRIBUTION/VENTILATION | Van Vleet Cancer Ctr | ROOF |  | WESTINGHOUSE HEALTH SYSTEMS | 496639
EXHAUST FAN # EF-9 FOR 1ST FLR M&W | S-AIR DISTRIBUTION/VENTILATION | Van Vleet Cancer Ctr | ROOF |  | WESTINGHOUSE HEALTH SYSTEMS | 406640
EXHAUST FAN # EF-2 FOR ROOM 323 | S-AIR DISTRIBUTION/VENTILATION | Van Vleet Cancer Ctr | ROOF |  | WESTINGHOUSE HEALTH SYSTEMS | 496633
EXHAUST FAN EF-1 FAC# 45 | S-AIR DISTRIBUTION/VENTILATION | Van Vleet Cancer Ctr | ROOF |  | WESTINGHOUSE HEALTH SYSTEMS
EXHAUST FAN | S-AIR DISTRIBUTION/VENTILATION | Van Vleet Cancer Ctr | ROOF |  | WESTINGHOUSE HEALTH SYSTEMS | 9PL19523
EXHAUST FAN EF-7 | S-AIR DISTRIBUTION/VENTILATION | Van Vleet Cancer Ctr | ROOF |  | WESTINGHOUSE HEALTH SYSTEMS | 98L19521
EXHAUST FAN | S-AIR DISTRIBUTION/VENTILATION | Van Vleet Cancer Ctr | ROOF |  | WESTINGHOUSE HEALTH SYSTEMS | 6231-1
EXHAUST FAN EF-6 | S-AIR DISTRIBUTION/VENTILATION | Van Vleet Cancer Ctr | ROOF |  | WESTINGHOUSE HEALTH SYSTEMS | 98L19520
EXHAUST FAN | S-AIR DISTRIBUTION/VENTILATION | Van Vleet Cancer Ctr | ROOF |  | WESTINGHOUSE HEALTH SYSTEMS | 98L19519
AIR COOLED CHILLER | S-COOLING/CHILLER | Van Vleet Cancer Ctr | ROOF |  |  | SBLM-659730
REFRIGERATION CONDENSING UNIT | S-REFRIGERATION | Van Vleet Cancer Ctr | ROOF |  | COPELAND
REFRIGERATION CONDENSING UNIT | S-REFRIGERATION | Van Vleet Cancer Ctr | ROOF |  | COPELAND
PACKAGE HEAT/AC UNIT | S-AIR DISTRIBUTION/VENTILATION | Van Vleet Cancer Ctr | ROOF |  |  | 2198G21444
PACKAGE HEAT/AC UNIT | S-AIR DISTRIBUTION/VENTILATION | Van Vleet Cancer Ctr | ROOF
PACKAGE HEAT/AC UNIT | S-AIR DISTRIBUTION/VENTILATION | Van Vleet Cancer Ctr | ROOF |  |  | N375PWC2H
A/C CONDENSING UNIT | S-AIR CONDITIONERS/PACKAGED | Van Vleet Cancer Ctr | ROOF |  | YORK, NATIONAL | L982923182
EXHAUST FAN | S-AIR DISTRIBUTION/VENTILATION | Van Vleet Cancer Ctr | ROOF
A/C CONDENSER | S-AIR CONDITIONERS/PACKAGED | Guard Station | 01 |  | YORK, NATIONAL
Cooler #1 | S-FOOD SERVICE EQUIPMENT | Nash Building | 01
Cooler #2 | S-FOOD SERVICE EQUIPMENT | Nash Building | 02 | 219
Cooler #3 | S-FOOD SERVICE EQUIPMENT | Nash Building | 04 | 403
Cooler #4 | S-FOOD SERVICE EQUIPMENT | Nash Building | 05 | 519
Cooler #5 | S-FOOD SERVICE EQUIPMENT | Nash Addition | 05 | 558 |  | K-338555H
Cooler #6 | S-FOOD SERVICE EQUIPMENT | Nash Addition | 03 | 357 |  | K-33854-S
Cooler #7 | S-FOOD SERVICE EQUIPMENT | Nash Addition | 02 | 255 |  | K-33852-S
Cooler #8 | S-FOOD SERVICE EQUIPMENT | Nash Addition | B | B040 |  | K-33856-S
Cooler #9 | S-FOOD SERVICE EQUIPMENT | Nash Addition | B
Cooler #10 | S-FOOD SERVICE EQUIPMENT | Crowe Bldg | 02 | 206
Cooler #11 | S-FOOD SERVICE EQUIPMENT | Crowe Bldg | 03 |  |  | 458973
Cooler #12 | S-FOOD SERVICE EQUIPMENT | Crowe Bldg | 04 |  |  | 458974
Cooler #13 | S-FOOD SERVICE EQUIPMENT | Wittenborg Building | 02 | 203
Cooler #14 | S-FOOD SERVICE EQUIPMENT | Coleman Bldg | 03
Freezer #18 | S-FOOD SERVICE EQUIPMENT | Coleman Bldg | 03 |  |  | SDE078LD
Cooler #19 | S-FOOD SERVICE EQUIPMENT | Coleman Bldg | 03 |  |  | SDA066HA
Cooler #20 | S-FOOD SERVICE EQUIPMENT | Coleman Bldg | 03 |  |  | ADT065AJ
Cooler #21 | S-FOOD SERVICE EQUIPMENT | Coleman Bldg | 03
Freezer #22 | S-FOOD SERVICE EQUIPMENT | Coleman Bldg | 03
Cooler #23 | S-FOOD SERVICE EQUIPMENT | Coleman Bldg | 03
Cooler #24 | S-FOOD SERVICE EQUIPMENT | Coleman Bldg | 02
FREEZER #25 | S-FOOD SERVICE EQUIPMENT | Coleman Bldg | 02
Cooler #26 | S-FOOD SERVICE EQUIPMENT | Coleman Bldg | 02
Cooler #27 | S-FOOD SERVICE EQUIPMENT | Coleman Bldg | 03 |  |  | SDA139HA
Cooler #30 | S-FOOD SERVICE EQUIPMENT | Molecular Sci Bldg | G |  |  | 5SCRO48PO96
Cooler #31 | S-FOOD SERVICE EQUIPMENT | Molecular Sci Bldg | 01 | 110 |  | 5173949FL
Freezer #32 | S-FOOD SERVICE EQUIPMENT | Molecular Sci Bldg | 01 | 110
Cooler #33 | S-FOOD SERVICE EQUIPMENT | Molecular Sci Bldg | 02 | 210
Freezer #34 | S-FOOD SERVICE EQUIPMENT | Molecular Sci Bldg | 02 | 210
Cooler #35 | S-FOOD SERVICE EQUIPMENT | Molecular Sci Bldg | 03 | 310
Cooler #36 | S-FOOD SERVICE EQUIPMENT | Molecular Sci Bldg | 04 | 410
Cooler #37 | S-FOOD SERVICE EQUIPMENT | Molecular Sci Bldg | 05 | 510
Cooler #38 | S-FOOD SERVICE EQUIPMENT | Molecular Sci Bldg | 06 | 610 |  | 3478-2
Cooler #39 | S-FOOD SERVICE EQUIPMENT | Molecular Sci Bldg | 07 | 710 |  | 3478-2
Freezer #40 | S-FOOD SERVICE EQUIPMENT | Molecular Sci Bldg | 07 | 710 |  | 3478-2
Cooler #41 | S-FOOD SERVICE EQUIPMENT | Molecular Sci Bldg | 08 | 810 |  | 3478-2
Freezer #42 | S-FOOD SERVICE EQUIPMENT | Molecular Sci Bldg | 08 | 810 |  | 3478-2
Cooler #57 | S-FOOD SERVICE EQUIPMENT | Van Vleet Cancer Ctr | 03 |  |  | 98503
Cooler #56 | S-FOOD SERVICE EQUIPMENT | Van Vleet Cancer Ctr | 03 |  |  | 98504
Constant Temp Box #51 | S-FOOD SERVICE EQUIPMENT | General Educ Bldg | 01
Cooler #52 | S-FOOD SERVICE EQUIPMENT | General Educ Bldg | 01
HOT WATER CIRC PUMP #3 | S-HEATING/HOT WATER SYSTEM | Student-Alumni Ctr | 01 | BOILER | BELL and GOSSETT
CONDENSER PUMP FOR CT-3 FAC#105 | S-COOLING/CONDENSER WATER SYSTEM | General Educ Bldg | 01 |  | BELL and GOSSETT | Z03Y330R0340-6
AHU# 7 | S-AIR DISTRIBUTION/VENTILATION | 930 Madison | 07 |  |  | FBOU031000698
CONDENSATE PUMP | S-PUMPS | 930 Madison | 07 |  |  | DC1010385
CONDENSATE PUMP | S-PUMPS | 930 Madison | 07 |  |  | DC1010384
HVAC DRIVE | S-COMM./HVAC CONTROL | 930 Madison | 07
HUMIDIFIER | S-AIR DISTRIBUTION/HUMIDIFICATIO | 930 Madison | 07 |  |  | 1115759-01-01-CC
CHILLED WATER PUMP--CWP1 | S-COOLING/CHILL WATER SYSTEM | 930 Madison | 08 |  |  | F0307252190
CHILLED WATER PUMP--CWP2 | S-COOLING/CHILL WATER SYSTEM | 930 Madison | 08
HVAC DRIVE | S-COMM./HVAC CONTROL | 930 Madison | 08 |  |  | 3AUA0000003700
AIR COMPRESSOR | S-GAS, GENERAL/COMPRESSED AIR | 930 Madison | PENT |  |  | 2461225458
BOOSTER PUMP | S-PUMPS | 930 Madison | PENT |  |  | GB0204
BOOSTER PUMP | S-PUMPS | 930 Madison | PENT |  |  | GF0118
STOBIC FAN 1A | S-AIR DISTRIBUTION/VENTILATION | 930 Madison | R |  |  | 7849-2
STROBIC AIR FAN 1B | S-AIR DISTRIBUTION/VENTILATION | 930 Madison | R |  |  | 7849-1
AHU # 5A | S-AIR DISTRIBUTION/VENTILATION | 930 Madison | 05
AHU # 5B | S-AIR DISTRIBUTION/VENTILATION | 930 Madison | 05 |  |  | K03816935
AHU # C1 | S-AIR DISTRIBUTION/VENTILATION | 930 Madison | C
AHU # C2 | S-AIR DISTRIBUTION/VENTILATION | 930 Madison | C
AHU # C3 | S-AIR DISTRIBUTION/VENTILATION | 930 Madison | C
AHU # 4 | S-AIR DISTRIBUTION/VENTILATION | 930 Madison | 01
AHU #4B (16x25x2-27) (16x20x2-9) | S-AIR DISTRIBUTION/VENTILATION | 930 Madison | 04
AHU #4A | S-AIR DISTRIBUTION/VENTILATION | 930 Madison | 04
AHU # 6 | S-AIR DISTRIBUTION/VENTILATION | 930 Madison | 06
AHU # 8 | S-AIR DISTRIBUTION/VENTILATION | 930 Madison | 08
AHU # C4 | S-AIR DISTRIBUTION/VENTILATION | 930 Madison | C
VAV BOX -REHEAT COIL | S-AIR DISTRIBUTION/VENTILATION | Coleman Bldg | 01 | B127
VAV BOX -REHEAT COIL | S-AIR DISTRIBUTION/VENTILATION | Coleman Bldg | 01 | B127
VAV BOX -REHEAT COIL | S-AIR DISTRIBUTION/VENTILATION | Coleman Bldg | 01
VAV BOX -REHEAT COIL | S-AIR DISTRIBUTION/VENTILATION | Coleman Bldg | 01 | B133
VAV BOX -REHEAT COIL | S-AIR DISTRIBUTION/VENTILATION | Coleman Bldg | 01
VAV BOX -REHEAT COIL | S-AIR DISTRIBUTION/VENTILATION | Coleman Bldg | 01 | B137
VAV BOX -REHEAT COIL | S-AIR DISTRIBUTION/VENTILATION | Coleman Bldg | 01 | B137
VAV BOX -REHEAT COIL | S-AIR DISTRIBUTION/VENTILATION | Coleman Bldg | 01 | B137
VAV BOX -REHEAT COIL | S-AIR DISTRIBUTION/VENTILATION | Coleman Bldg | 01 | B137
VAV BOX -REHEAT COIL | S-AIR DISTRIBUTION/VENTILATION | Coleman Bldg | 01 | B148
AHU #2 | S-AIR DISTRIBUTION/VENTILATION | 920 Madison
RAF #1 | S-AIR DISTRIBUTION/VENTILATION | 920 Madison | 5022 |  |  | YN00983
AHU #1 | S-AIR DISTRIBUTION/VENTILATION | 920 Madison | 5022
AHU # 3 BUILDING HEATING UNIT | S-AIR DISTRIBUTION/VENTILATION | 920 Madison | 5022
AHU #3 - 920 BLDG RETURN AIR | S-AIR DISTRIBUTION/VENTILATION | 920 Madison | 5022 |  |  | 0B800221204
RAF # 4 - 920 BLDG RETURN AIR | S-AIR DISTRIBUTION/VENTILATION | 920 Madison | 5022 |  |  | YNOO983
AHU #4 920 BLDG HEATING UNIT | S-AIR DISTRIBUTION/VENTILATION | 920 Madison | 5022 |  |  | YN00984
AHU--15 TON--TRANE | S-AIR DISTRIBUTION/VENTILATION | Feurt Building | 06 |  |  | 443100239D
RTU #1---25 TON | S-AIR DISTRIBUTION/VENTILATION | Molecular Sci Bldg | ROOF
EXHAUST FAN FOR BL3 LAB-BELT #AP40--2pc. | S-AIR DISTRIBUTION/VENTILATION | Molecular Sci Bldg | ROOF |  | LOREN COOK
EXHAUST GRILL | S-AIR DISTRIBUTION/VENTILATION | 930 Madison | 08 | 870
EXHAUST GRILL | S-AIR DISTRIBUTION/VENTILATION | 930 Madison | 08 | 870
AHU # 1 | S-AIR DISTRIBUTION/VENTILATION | Student-Alumni Ctr | 01 |  | MCQUAY | FBOU030500433
AHU # 6 | S-AIR DISTRIBUTION/VENTILATION | Student-Alumni Ctr | 01 |  | MCQUAY | FBOUO30500436
AHU # SPU-1 | S-AIR DISTRIBUTION/VENTILATION | Student-Alumni Ctr | 01 |  |  | A2003060027
AHU # 5 | S-AIR DISTRIBUTION/VENTILATION | Student-Alumni Ctr | 01 |  | MCQUAY | FBOU030500438
AHU #4 | S-AIR DISTRIBUTION/VENTILATION | Student-Alumni Ctr | 01 |  | MCQUAY | FBOU030500435
AHU # 2 | S-AIR DISTRIBUTION/VENTILATION | Student-Alumni Ctr | 02
AHU #3 | S-AIR DISTRIBUTION/VENTILATION | Student-Alumni Ctr | 02 |  | MCQUAY
EXHAUST FAN EF4 | S-AIR DISTRIBUTION/VENTILATION | Student-Alumni Ctr | 01
EXHAUST FAN | S-AIR DISTRIBUTION/VENTILATION | Student-Alumni Ctr | 01
SPLIT SYSTEM A/C COMPRESSOR CH3 FAC # 12 | S-AIR CONDITIONERS/PACKAGED | Doctors Office Bldg | R |  | CARRIER | 1603F27610
CHILL WATER PUMP | S-COOLING/CHILL WATER SYSTEM | GEB Garage | B |  |  | H112000V006-100R-01
CHILL WATER PUMP | S-COOLING/CHILL WATER SYSTEM | GEB Garage | B |  |  | MB080650-08/20-01
P-CP-4 CHILL WATER PUMP DRIVE | S-ELEC.POWER DIST./MOTOR CONTROL | GEB Garage | B
P-CP-5 CHILL WATER PUMP DRIVE | S-ELEC.POWER DIST./MOTOR CONTROL | GEB Garage | B
P-CP-6 CHILL WATER PUMP DRIVE | S-ELEC.POWER DIST./MOTOR CONTROL | GEB Garage | B
COOLING TOWER DRIVE #1A | S-ELEC.POWER DIST./MOTOR CONTROL | GEB Garage | B
COOLING TOWER DRIVE #2A | S-ELEC.POWER DIST./MOTOR CONTROL | GEB Garage | B
DRIVE FOR COOLING TOWER 1B | S-ELEC.POWER DIST./MOTOR CONTROL | GEB Garage | B
DRIVE FOR COOLING TOWER 2B | S-ELEC.POWER DIST./MOTOR CONTROL | GEB Garage | B
DRIVE FOR COOLING TOWER 3A | S-ELEC.POWER DIST./MOTOR CONTROL | GEB Garage | B
DRIVE FOR COOLING TOWER 3B | S-ELEC.POWER DIST./MOTOR CONTROL | GEB Garage | B
CHILL WATER PUMP P-3 | S-COOLING/CHILL WATER SYSTEM | 920 Madison | 5022 |  |  | H0403037026100R 02
CHILL WATER PUMP P-4 | S-COOLING/CHILL WATER SYSTEM | 920 Madison | 5022 |  |  | H0403037026100R 01
FEED WATER PUMP # 4 | S-PUMPS | 930 Madison | PENT
NE EXHAUST FAN | S-AIR DISTRIBUTION/VENTILATION | 930 Madison | R |  | GREENHECK | 02L06446
NW EXHAUST FAN | S-AIR DISTRIBUTION/VENTILATION | 930 Madison | R |  |  | 02L06445
CHILLER #3 | S-COOLING/CHILLER | 930 Madison | R
NW EXHAUST FAN | S-AIR DISTRIBUTION/VENTILATION | 930 Madison | R
EXHUST FAN-AIR MOVEMENT & ASSOCIATION | S-AIR DISTRIBUTION/VENTILATION | 930 Madison | R |  | LOREN COOK
EXHUST FAN-CENTRI MASTER | S-AIR DISTRIBUTION/VENTILATION | 930 Madison | R |  | LOREN COOK
FAN COIL UNIT | S-AIR CONDITIONERS/PACKAGED | GEB Garage | 01
BOILER B1 | S-STEAM/BOILER/WATER TUBE | Cancer Research | B |  |  | BT9307
BOILER B2 | S-STEAM/BOILER/WATER TUBE | Cancer Research | B |  |  | BT 9308
EXHAUST FAN | S-AIR DISTRIBUTION/VENTILATION | Van Vleet Cancer Ctr | 01 |  |  | EF4
UNIT HEATER | S-HEATERS, UNIT, FUEL-FIRED | Van Vleet Cancer Ctr | 01
AHU #7 | S-AIR DISTRIBUTION/VENTILATION | Cancer Research | B |  |  | K05D43141
AHU #6 | S-AIR DISTRIBUTION/VENTILATION | Cancer Research | B |  |  | K05D43132
AHU #5 | S-AIR DISTRIBUTION/VENTILATION | Cancer Research | B |  |  | K05D43123
AHU #4 | S-AIR DISTRIBUTION/VENTILATION | Cancer Research | B |  |  | K05D43114
AHU #3 | S-AIR DISTRIBUTION/VENTILATION | Cancer Research | B
AHU #2 | S-AIR DISTRIBUTION/VENTILATION | Cancer Research | B
AHU #1 | S-AIR DISTRIBUTION/VENTILATION | Cancer Research | B |  |  | K05D43073
LIEBERT UNIT | S-AIR CONDITIONERS/PACKAGED | 930 Madison | C |  | LIEBERT CORPORATION | 177360-001
LIEBERT UNIT | S-AIR CONDITIONERS/PACKAGED | 930 Madison | C |  | LIEBERT CORPORATION | 164375-001
CHILLER CH-1 | S-COOLING/CHILLER | 920 Madison
CHILLER CH-2 | S-COOLING/CHILLER | 920 Madison |  |  |  | MOD # CVHFF770
CONDENSATE PUMP | S-COOLING/CHILL WATER SYSTEM | GEB Garage | B |  |  | 3.00E+12
CONDENSATE PUMP | S-COOLING/CHILL WATER SYSTEM | GEB Garage | B |  |  | 608-H646-H
CIRCULATING PUMP | S-COOLING/CHILL WATER SYSTEM | GEB Garage | B |  |  | H11-H646-M
CHILL WATER PUMP----P-3 | S-COOLING/CHILL WATER SYSTEM | GEB Garage | B |  |  | MOD.#H659-CAT#D50E3E
CHILL WATER PUMP | S-COOLING/CHILL WATER SYSTEM | GEB Garage | B |  |  | G06-H659-H
CHILL WATER PUMP | S-COOLING/CONDENSER WATER SYSTEM | GEB Garage | B |  |  | G06-H659-H
CHILLER # 3 | S-COOLING/CHILLER | GEB Garage | B |  |  | SNNM-635270
CHILLER # 2 | S-COOLING/CHILLER | GEB Garage | B |  |  | SLMM-107490
CHILLER # 1 | S-COOLING/CHILLER | GEB Garage | B |  |  | SLMM-107330
BOILER # 2 | S-HEATING/HOT WATER BOILER | 930 Madison | PENT | BOILER |  | S178735-1
BOILER-HOT WATER # 1 | S-HEATING/HOT WATER BOILER | 930 Madison | PENT
WALK-IN COOLER/FREEZER | S-FOOD SERVICE EQUIPMENT | Coleman Bldg | 02 | H209B
AHU # 4 | S-AIR DISTRIBUTION/VENTILATION | 930 Madison | 01 |  |  | K89L33843
CONDENSATE PUMP | S-STEAM/DISTRIBUTION SYSTEM | Dunn Building | 01 | E101 |  | WH8-95
# 3 CONDENSER PUMP | S-COOLING/CONDENSER WATER SYSTEM | Coleman Bldg | 01 |  |  | THS204230
# 4 CONDENSER PUMP | S-COOLING/CONDENSER WATER SYSTEM | Coleman Bldg | 01 |  |  | 6UBC021PP3
SUPPLY---AHU | S-AIR DISTRIBUTION/VENTILATION | Molecular Sci Bldg | ROOF
EXHAUST SYSTEM | S-AIR DISTRIBUTION/VENTILATION | Molecular Sci Bldg | ROOF |  | LOREN COOK
EVAPARATOR | S-AIR HANDLING EQUIPMENT | Molecular Sci Bldg | 08 | 821
AIR HANDLING UNIT - 910 BLDG #2- | S-AIR DISTRIBUTION/VENTILATION | 910 Madison | B
AIR HANDLING UNIT - RETURN AIR FAN #2-L | S-AIR DISTRIBUTION/VENTILATION | 910 Madison | B |  |  | R27892FF
AIR COMPRESSOR - 910 BUILDING CONTROL AI | S-GAS, GENERAL/CONTROL AIR | 910 Madison | B |  | INGERSOLLRAND | 11441
AIR HANDLING UNIT - 910 BLDG #1- | S-AIR DISTRIBUTION/VENTILATION | 910 Madison | B
AIR HANDLING UNIT - RETURN AIR FAN #1-T | S-AIR DISTRIBUTION/VENTILATION | 910 Madison | B |  |  | 349128
EXHAUST FAN-ACME ENGINEERING & MANUFACTU | S-AIR DISTRIBUTION/VENTILATION | 920 Madison | 10 |  | LOREN COOK | TO1318315
EXHAUST FAN-ACME ENGINEERING & MANUFACTU | S-AIR DISTRIBUTION/VENTILATION | 920 Madison | 10 |  | LOREN COOK | TO1318310
EXHAUST FAN-ACME ENGINEERING & MANUFACTU | S-AIR DISTRIBUTION/VENTILATION | 920 Madison | 10 |  | LOREN COOK | TOA318306
EXHAUST FAN-ACME ENGINEERING & MANUFACTU | S-AIR DISTRIBUTION/VENTILATION | 920 Madison | 10 |  | LOREN COOK | TOA318306
EXHAUST FAN-DAYTON ELECTRIC MANUFACTURIN | S-AIR DISTRIBUTION/VENTILATION | 920 Madison | 10 |  | LOREN COOK
CHILLER - 19DK 920 BLDG-CARRIER | S-COOLING/CHILLER | 920 Madison | 5022 |  |  | 502101005
COOLING TOWER FAN #2 920 BLDG-WESTINGHOU | S-COOLING/TOWER | 920 Madison
AIR HANDLING UNIT - 920 BLDG BATHROOM E | S-AIR DISTRIBUTION/VENTILATION | 920 Madison | 10
AIR HANDLING UNIT - 920 BLDG BATHROOM E | S-AIR DISTRIBUTION/VENTILATION | 920 Madison | 10
930 BOILER-CLEAVER BROOKS | S-STEAM/BOILER/WATER TUBE | 930 Madison |  |  |  | L-86260
EXHUST FAN- | S-AIR DISTRIBUTION/VENTILATION | 930 Madison |  |  | LOREN COOK
EXHUST FAN- | S-AIR DISTRIBUTION/VENTILATION | 930 Madison |  |  | LOREN COOK
EXHUST FAN-MASTER VENT | S-AIR DISTRIBUTION/VENTILATION | 930 Madison |  |  | LOREN COOK | YMF045817
CHILLER - CVHE 930 BLDG-TRANE | S-COOLING/CHILLER | 930 Madison | C |  |  | HK35EZ002
FAN COIL UNIT | S-AIR DISTRIBUTION/COILS, FAN CO | Crowe Bldg | 01
FAN COIL UNIT | S-AIR DISTRIBUTION/COILS, FAN CO | Crowe Bldg | 01
AIR HANDLER UNIT FAC# 90 | S-AIR DISTRIBUTION/VENTILATION | Crowe Bldg | 01
AIR HANDLER UNIT | S-AIR DISTRIBUTION/VENTILATION | Crowe Bldg | 01 |  |  | K3L251726
CHILL WATER PUMP | S-COOLING/CHILL WATER SYSTEM | Crowe Bldg | 01 |  | BELL and GOSSETT | 99-167-14482-1-1
AIR HANDLER UNIT FAC # 26 | S-AIR DISTRIBUTION/VENTILATION | Crowe Bldg | 01 |  | TRANE
AIR HANDLER UNIT FAC #21 | S-AIR DISTRIBUTION/VENTILATION | Crowe Bldg | 01 |  | TRANE
AIR HANDLER UNIT | S-AIR DISTRIBUTION/VENTILATION | Crowe Bldg | 01
AIR HANDLER UNIT | S-WATER COOLERS/FOUNTAINS | Crowe Bldg | 01 |  |  | F457089
AIR HANDLER UNIT FAC# 85 | S-AIR DISTRIBUTION/VENTILATION | Crowe Bldg | 01 |  | TRANE | F457084
AIR HANDLER UNIT FAC# 86 | S-AIR DISTRIBUTION/VENTILATION | Crowe Bldg | 01 | 100 | TRANE | EFFS123619
AIR HANDLER UNIT | S-AIR DISTRIBUTION/VENTILATION | Crowe Bldg | 01 |  | TRANE
AIR HANDLER UNIT | S-AIR DISTRIBUTION/VENTILATION | Crowe Bldg | 01 |  | TRANE | NL2S007574
AIR HANDLER UNIT FAC# 113 | S-AIR DISTRIBUTION/VENTILATION | Crowe Bldg | 01 |  | TRANE | 930661971
AIR HANDLER # 3 FAC# 15 | S-AIR DISTRIBUTION/VENTILATION | Crowe Bldg | 03 |  | TRANE
HOT WATER CIRC PUMP | S-HEATING/HOT WATER SYSTEM | Crowe Bldg | 03
RETURN AIR FAN FAC# 127 | S-AIR DISTRIBUTION/VENTILATION | Crowe Bldg | 03
AHU-1 | S-AIR DISTRIBUTION/VENTILATION | Mooney Building | 01 |  | TRANE | NOT LISTED
AHU-7 | S-AIR DISTRIBUTION/VENTILATION | Mooney Building | 01 |  | TRANE | 30M00314-06
HOT WATER CIRC PUMP #6 | S-HEATING/HOT WATER SYSTEM | Mooney Building | 01 |  | BELL and GOSSETT | NOT LISTED
HOT WATER CIRC PUMP #5 FAC # 3 | S-HEATING/HOT WATER SYSTEM | Mooney Building | 01 |  |  | NOT LISTED
CHILL WATER CIRC PUMP | S-COOLING/CHILL WATER SYSTEM | Mooney Building | 01 |  | BELL and GOSSETT | 2076003
FAN COIL UNIT | S-AIR DISTRIBUTION/COILS, FAN CO | Mooney Building | 01 | 103 |  | NONE LISTED
FAN COIL UNIT | S-AIR DISTRIBUTION/COILS, FAN CO | Mooney Building | 01 | 103A |  | NONE LISTED
FAN COIL UNIT | S-AIR DISTRIBUTION/COILS, FAN CO | Mooney Building | 01 |  |  | NONE LISTED
FAN COIL UNIT | S-AIR DISTRIBUTION/COILS, FAN CO | Mooney Building | 01 | 109 |  | NONE LISTED
FAN COIL UNIT | S-AIR DISTRIBUTION/COILS, FAN CO | Mooney Building | 01 |  |  | NONE LISTED
FAN COIL UNIT | S-AIR DISTRIBUTION/COILS, FAN CO | Mooney Building | 01 |  |  | NONE LISTED
FAN COIL UNIT | S-AIR DISTRIBUTION/COILS, FAN CO | Mooney Building | 01 | 116 |  | NONE LISTED
AHU FAC # 5 | S-AIR DISTRIBUTION/VENTILATION | Mooney Building | 02 |  | YORK, NATIONAL | 208165
AHU FAC # 1 | S-AIR DISTRIBUTION/VENTILATION | Mooney Building | 02 |  | YORK, NATIONAL | 15660
A/C CONDENSING UNIT -FLOOR 7 #4 | S-AIR CONDITIONERS/PACKAGED | Alexander Bldg | R |  |  | 85120279
A/C CONDENSING UNIT-7TH FLR-COMP RM #1 | S-AIR CONDITIONERS/PACKAGED | Alexander Bldg | R |  |  | 87003766
A/C CONDENSING UNIT #2 7 FLR-COMP RM | S-AIR CONDITIONERS/PACKAGED | Alexander Bldg | R |  |  | 855120057
A/C CONDENSING UNIT #3 7 FLR-COMP RM | S-AIR CONDITIONERS/PACKAGED | Alexander Bldg | R |  |  | 85120139
UNIT HEATER | S-HEATERS, UNIT | Alexander Bldg | R
AHU-2 FAC #3 | S-AIR DISTRIBUTION/VENTILATION | Alexander Bldg | R |  |  | K82H66115
AHU-1 COOLING FOR FLRS 2-7 | S-AIR DISTRIBUTION/VENTILATION | Alexander Bldg | R |  | TRANE | NONE LISTED
UNIT HEATER | S-HEATERS, UNIT | Alexander Bldg | R
EXHAUST FAN EF-1 FAC# 33 | S-AIR DISTRIBUTION/VENTILATION | Alexander Bldg | R |  |  | 82-2833
EXHAUST FAN EF-2 FAC#34 | S-AIR DISTRIBUTION/VENTILATION | Alexander Bldg | R |  |  | 82-2832
EXH FAN | S-AIR DISTRIBUTION/VENTILATION | Alexander Bldg | R |  |  | 696076
EXH FAN EF3 FAC # 14 | S-AIR DISTRIBUTION/VENTILATION | Alexander Bldg | R |  |  | 70177
UNIT HEATER | S-HEATERS, UNIT | Alexander Bldg | R |  |  | NOT LISTED
HOT WATER CIRC PUMP | S-HEATING/HOT WATER SYSTEM | Alexander Bldg | R |  | BELL and GOSSETT | NOT LISTED
EXHAUST FAN | S-AIR DISTRIBUTION/VENTILATION | Alexander Bldg | R |  |  | 696077
CONDENSATE RETURN PUMP #1 | S-HEATING/HOT WATER SYSTEM | Alexander Bldg | B | B005 |  | FT33651
CONDENSATE RETURN PUMP #2 | S-HEATING/HOT WATER SYSTEM | Alexander Bldg | B | B005
HOT WATER CIRC PUMP-3 FAC # 26 | S-HEATING/HOT WATER SYSTEM | Alexander Bldg | B | B005 |  | 99-167-11694-1-1
HOT WATER CIRC PUMP-3 FAC # 27 | S-HEATING/HOT WATER SYSTEM | Alexander Bldg | B | B005
CHILL WATER CIRC PUMP P2 | S-COOLING/CHILL WATER SYSTEM | Alexander Bldg | B | B005 | BELL and GOSSETT | 821-44047-1-2
CHILL WATER CIRC PUMP P1 | S-COOLING/CHILL WATER SYSTEM | Alexander Bldg | B | B005 | BELL and GOSSETT | 821-44047-1-1
EXHAUST FAN #4 | S-AIR DISTRIBUTION/VENTILATION | Alexander Bldg | B | B005 |  | 741710
EXHAUST FAN F-1 FAC # 35 | S-AIR DISTRIBUTION/VENTILATION | Alexander Bldg | B | B005
AHU-3 FAC# 1 | S-AIR DISTRIBUTION/VENTILATION | Alexander Bldg | B | B005 | TRANE | K82G65536
AHU-4 FAC# 2 | S-AIR DISTRIBUTION/VENTILATION | Alexander Bldg | B | B005 | TRANE | K82G65537
AHU # 4 (LIEBERT) | S-AIR CONDITIONERS/PACKAGED | Alexander Bldg | 07 |  | LIEBERT CORPORATION
AHU # 1 (LIEBERT) | S-AIR CONDITIONERS/PACKAGED | Alexander Bldg | 07 |  | LIEBERT CORPORATION
AHU # 2 (LIEBERT) | S-AIR CONDITIONERS/PACKAGED | Alexander Bldg | 07 |  | LIEBERT CORPORATION
AHU # 3 (LIEBERT) | S-AIR CONDITIONERS/PACKAGED | Alexander Bldg | 07 |  | LIEBERT CORPORATION
EXHAUST FAN EF-5 FAC#51 REST ROOMS | S-AIR DISTRIBUTION/VENTILATION | Student-Alumni Ctr | R |  | WESTINGHOUSE HEALTH SYSTEMS
EXHAUST FAN EF-3 FAC#60 DELI | S-AIR DISTRIBUTION/VENTILATION | Student-Alumni Ctr | R |  | WESTINGHOUSE HEALTH SYSTEMS
AIR HANDLER UNIT-12 FAC# 62 | S-AIR DISTRIBUTION/VENTILATION | Student-Alumni Ctr | 03 |  | TRANE
AIR HANDLER UNIT | S-AIR DISTRIBUTION/VENTILATION | Student-Alumni Ctr | 03 |  | TRANE
AIR HANDLER UNIT | S-AIR DISTRIBUTION/VENTILATION | Student-Alumni Ctr | 03 |  | TRANE
AIR HANDLER UNIT FAC# 39 | S-AIR DISTRIBUTION/VENTILATION | Student-Alumni Ctr | 03 |  | TRANE | 66503852
AIR HANDLER UNIT -14 FAC#40 | S-AIR DISTRIBUTION/VENTILATION | Student-Alumni Ctr | 03 |  | TRANE
AIR HANDLER UNIT FAC# 20 | S-WATER COOLERS/FOUNTAINS | Student-Alumni Ctr | 03
AIR HANDLER UNIT -10 FAC#38 | S-AIR DISTRIBUTION/VENTILATION | Student-Alumni Ctr | 02 |  | TRANE
AIR HANDLER #8 FAC# 36 FOR CAFETERIA | S-AIR DISTRIBUTION/VENTILATION | Student-Alumni Ctr | 02 |  | TRANE
AIR HANDLER #3 FOR PING-PONG RM | S-AIR DISTRIBUTION/VENTILATION | Student-Alumni Ctr | 02 |  | TRANE | 68283058
AIR HANDLER #11 FAC# 61 | S-AIR DISTRIBUTION/VENTILATION | Student-Alumni Ctr | 02 |  | TRANE | 68301260 VL
AIR HANDLER UNIT -19 FAC# 45 | S-AIR DISTRIBUTION/VENTILATION | Student-Alumni Ctr | 01 |  | TRANE | 68283072
AIR HANDLER UNIT -1 FOR BOOKSTORE | S-AIR DISTRIBUTION/VENTILATION | Student-Alumni Ctr | 01 |  | TRANE | 68303296
AIR HANDLER UNIT -18 | S-AIR DISTRIBUTION/VENTILATION | Student-Alumni Ctr | 01 |  | TRANE | 68283013
AIR HANDLER UNIT #4 FAC# 32 | S-AIR DISTRIBUTION/VENTILATION | Student-Alumni Ctr | 01 |  | TRANE | 68283059
AIR HANDLER UNIT #2 FAC# 30 | S-AIR DISTRIBUTION/VENTILATION | Student-Alumni Ctr | 01 |  | TRANE | 68303255
AIR HANDLER UNIT #7 FOR THEATRE FAC# 35 | S-AIR DISTRIBUTION/VENTILATION | Student-Alumni Ctr | 01 |  | TRANE | 68303323
AIR HANDLER UNIT # 17 FAC# 43OFFICE#17 | S-AIR DISTRIBUTION/VENTILATION | Student-Alumni Ctr | 03 |  | TRANE | 68303280
AIR HANDLER UNIT # 16 FAC# 42 FOR GYM | S-AIR DISTRIBUTION/VENTILATION | Student-Alumni Ctr | 03 |  | TRANE | 68303324
AIR HANDLER UNIT # 15 FAC# 41 | S-AIR DISTRIBUTION/VENTILATION | Student-Alumni Ctr | 03 |  | TRANE | 68303252
EXHAUST FAN | S-AIR DISTRIBUTION/VENTILATION | Student-Alumni Ctr | R |  | WESTINGHOUSE HEALTH SYSTEMS
EXHAUST FAN | S-AIR DISTRIBUTION/VENTILATION | Student-Alumni Ctr | R |  | WESTINGHOUSE HEALTH SYSTEMS
COOLING TOWER | S-COOLING/TOWER | Student-Alumni Ctr | R |  |  | 136504-1041-91
AIR HANDLER UNIT #3 FAC# 33 | S-WATER COOLERS/FOUNTAINS | Student-Alumni Ctr | 01
HOT WATER CIRC PUMP #25 FAC#7 | S-HEATING/HOT WATER SYSTEM | Student-Alumni Ctr | 01 | BOILER | BELL and GOSSETT
HOT WATER CIRC PUMP #P7 | S-HEATING/HOT WATER SYSTEM | Student-Alumni Ctr | 01 | BOILER | BELL and GOSSETT
HOT WATER CIRC PUMP #P8 | S-HEATING/HOT WATER SYSTEM | Student-Alumni Ctr | 01 | BOILER | BELL and GOSSETT
MAIN HOT WATER CIRC PUMP #P5 | S-HEATING/HOT WATER SYSTEM | Student-Alumni Ctr | 01 | BOILER
MAIN HOT WATER CIRC PUMP #P4 | S-HEATING/HOT WATER SYSTEM | Student-Alumni Ctr | 01 | BOILER
"CHILLER ""CH-1""" | S-COOLING/CHILLER | Student-Alumni Ctr | 01 | BOILER |  | L99B00576M
"CONDENSER PUMP ""P1""" | S-COOLING/CONDENSER WATER SYSTEM | Student-Alumni Ctr | 01 | BOILER | BELL and GOSSETT | 2510667
"CHILLED WATER PUMP ""P3""" | S-COOLING/CHILL WATER SYSTEM | Student-Alumni Ctr | 01 | BOILER | BELL and GOSSETT | 2150682
"STANDBY CW PUMP ""P2""" | S-COOLING/CONDENSER WATER SYSTEM | Student-Alumni Ctr | 01 | BOILER | BELL and GOSSETT
EXHAUST FAN F-15 OVR CHILLER | S-AIR DISTRIBUTION/VENTILATION | Student-Alumni Ctr | 01 | BOILER
EXHAUST FAN | S-AIR DISTRIBUTION/VENTILATION | Student-Alumni Ctr | 01 | BOILER
UNIT HEATER | S-HEATERS, UNIT | Student-Alumni Ctr | 01 | BOILER
AIR HANDLER UNIT # 6 FAC# 34 FOR WEIGHT | S-AIR DISTRIBUTION/VENTILATION | Student-Alumni Ctr | 01 | BOILER | TRANE | 3 months
"EXHAUST FAN ""PSF-14"" FAC # 50" | S-AIR DISTRIBUTION/VENTILATION | SAC Garage | 01 |  |  | 6 months
"EXHAUST FAN ""PSF-15"" FAC #15" | S-AIR DISTRIBUTION/VENTILATION | SAC Garage | B |  |  | 6 months
FAN COIL UNIT FAC# 19 | S-AIR DISTRIBUTION/COILS, FAN CO | Nash Building | 03 | 305 |  | 6 months
WALL RADIATOR | S-AIR DISTRIBUTION/COILS, FAN CO | Nash Building | 03 | 305 |  | 6 months
FAN COIL UNIT | S-AIR DISTRIBUTION/COILS, FAN CO | Nash Building | 03 | 305 |  | 6 months
FAN COIL UNIT | S-AIR DISTRIBUTION/COILS, FAN CO | Nash Building | 03 | 305 |  | 6 months
Air Handling Unit | AHU-FA | Pharmacy Building |  | B001 | McQuay | FBOU0801807
Air Handling Unit | AHU-FA | Pharmacy Building |  |  | Mitsubishi Electric
Air Handling Unit | AHU-FA | Pharmacy Building |  | B001 | McQuay | FBOU080701876
Air Handling Unit | AHU-FA | Pharmacy Building |  |  | McQuay | FBOU080701865
Air Handling Unit | AHU-FA | Pharmacy Building |  | B001 | McQuay | FBOU08071868
Air Handling Unit | AHU-FA | Pharmacy Building |  |  | McQuay | FBOU080701877
Air Handling Unit | AHU-FA | Pharmacy Building |  |  | McQuay | FBOU080701866
Air Handling Unit | AHU-FA | Pharmacy Building |  |  | McQuay | FBOU080701879
Air Handling Unit | AHU-FA | Pharmacy Building |  |  | Daikin | FBOU140701854
Air Handling Unit | AHU-FA | Pharmacy Building |  |  | Daikin | FBOU170501270
Air Handling Unit | AHU-FA | Pharmacy Building |  | B001 | McQuay | FBOU08071808
Air Handling Unit | AHU-FA | Pharmacy Building |  | B001 | McQuay | FBOU080701809
| GENSET | 930 Madison |  |  |  | 262443
Air Handling Unit | AHU-FA | Pharmacy Building |  |  | Dristeem | 1173251-01-01-CC
Air Handling Unit | AHU-FA | Pharmacy Building |  |  | Dristeem | 1173251-01-02-CC
Air Handling Unit | AHU-FA | Pharmacy Building |  |  | Dristeem | 1225904-01-01